## SOLUCIÓN (hidden)
SITIOS MIC BO | [71 empty] | 733 | 371 | 220 | 234 | 98 | 376 |  | 2032 |  |  | 44 | 11 | 447 | 53 | 15 | 324 | 99 | 993 |  |  |  |  | 284 | 350 | [6 empty] | 0 | 0 | 0 | [23 empty] | 74 | 6 | 82 | 2 | 0 |  |  | 0 | 0 | 0 | 288 | 48 | 0 |  |  | 0 | [13 empty] | 1989
[6 empty] | 34 | [10 empty] | HARDWARE ACTUAL VERIFICADO | [10 empty] | HARDWARE RADIOS | [43 empty] | RADIOS SOLUCIÓN | [9 empty] | ANTENAS SOLUCIÓN REAL | [11 empty] | CONTROLADORA SOLUCIÓN | [8 empty] | EQUIPO EXPANSIÓN | [5 empty] | SOLUCIÓN DE EXPANSIÓN | [11 empty] | Consultas RF | [6 empty] | JUMPER REQUERIDOS SWAP | [7 empty] | JUMPER REQUERIDOS EXP. | [7 empty] | JUMPERS CON CAPUCHON SWAP | [5 empty] | JUMPERS CON CAPUCHON EXP. | [7 empty] | FIBRA |  |  | DC | Sol. Splitt |  | DATOS PARA EL MDR | [8 empty] | DATOS COMPLEMENTARIOS AL MDR | [8 empty] | ADICIÓN - EXPANCIÓN POWER | [16 empty] | SOPORTES | [6 empty] | ENERGÍA AC | [5 empty] | ADECUACIONES CIVILES PARA EQUIPOS NUEVOS | [6 empty] | ESPACIO EN ESCALERILLA VERTICAL |  |  |  | SAT |  |  | SISTEMA DE ATERRAMIENTO
[7 empty] | DATOS GEOGRÁFICOS | [5 empty] | INFORMACIÓN GENERAL |  |  |  | Radios 2G 850 | Radios 3G 850 | Radios MixMode 850 | Radios 3G 1900 | Radios LTE 700 | Radios LTE AWS | Radios LTE 1900 | Radios LTE 1900/AWS | Total Radios Actuales |  | SECTORES ACTUALES | HW GSM |  |  |  |  | HW WCDMA_850 |  |  |  |  | HW WCDMA_1900 |  |  |  |  | HW LTE_700 |  |  |  |  | HW LTE_AWS |  |  |  |  | HW LTE_1900 |  |  |  |  | HW LTE_1900/AWS | [5 empty] | DOC. ASIGNACIÓN | RESP. ELABORACIÓN DOC. ASIGNACIÓN |  | PRIORIDAD YEAR | TECNOLOGÍA ACTUAL | FECLA PLAN INSTALACIÓN | SEMANA PLAN DE INSTALACIÓN | TYPE SITE | Radio 2219 B5 | Radio 4415 B2/25 | Radio 4415 B66A | Radio 4499 44B2/25 44B66A | Radio 4478 B12A | Radio AAS B25/B66 |  | TOTAL EXP. | Cantidad Radios Actuales |  | Antenna 2pL | Antenna 2pL4pH | Antenna 4pH | Antenna 4pL | Antenna 4pL4pH | Twin Beam Antenna | Antena 80010767 | TOTAL ANTENA. | SECTORES A INSTALAR | SECTORES ACTUALES | SECTORES NUEVOS EXP. |  | NEW CONT. 1 | NEW CONT. 2 | CONTROLADOR 1 | CONTROLADOR 2 | PUERTOS ASIGNADOS | EN CASCADA | CONFIGURACIÓN CONT 1 | CONFIGURACIÓN CONT 2 | CONTROLADOR DISPONIBLE | Enclosure 6150 - 20 Kw | NUEVO PU6210 | SOLUCIÓN DE EQUIPO | EQUIPO DISPONIBLE | HARDWARE A DESINSTALAR | SURVEY | SOLUCIÓN ASIGNACIÓN INICIAL | Tec. Expansión | TECNOLOGÍA A SWAP | ESCENARIO |  | SOLUCIÓN | MODIFICACIÓN DE SOLUCIÓN | ANTENAS | MODIFICACIÓN DE ANTENA | CANTIDAD | CANTIDAD DISPONIBLES | Comentarios adicionales | Tecnologias 850 cn Doble altura | Confirmación Altura de implementación 850 Mhz | TBD Altura EXP | Consulta RF | Consulta RF | Comentario | Validación RF | 4.3-10 to 7/16 3m | 4.3-10 to 7/16 10m | 4.3-10 to 4.3-10 3m | 4.3-10 to 4.3-10 10m | 4.3-10 to 4.3-10 5m | 4.3-10 to 7/16 5m | 4.3-10 to 4.3-10 9m | 4.3-10 to 7/16 9m | 4.3-10 to 7/16 3m | 4.3-10 to 7/16 10m | 4.3-10 to 4.3-10 3m | 4.3-10 to 4.3-10 10m | 4.3-10 to 4.3-10 5m | 4.3-10 to 7/16 5m | 4.3-10 to 4.3-10 9m | 4.3-10 to 7/16 9m | 4.3-10 to 7/16 3m | 4.3-10 to 7/16 10m | 4.3-10 to 4.3-10 3m | 4.3-10 to 4.3-10 10m |  |  | 4.3-10 to 7/16 3m | 4.3-10 to 7/16 10m | 4.3-10 to 4.3-10 3m | 4.3-10 to 4.3-10 10m |  |  | CINTA VERDE | Nº MDR | LONGITUD DE FIBRA FINAL | Cantidad DE FIBRA FINAL | CASOS CASCADA | LONGITUD DE DC FINAL | 7/16 to 7/16 3m | 7/16 to 7/16 10m | Dummys 31 | ENCARGADO MDR | TEL. DE CONTACTO | FECHA SOLICITUD | FECHA DE ENTREGA | CABLE DE RET 3M | CABLE DE RET 10M | Power Exp. |  | Altura de Instalación | Long .Escarlerilla Horizontal | LONGITUD PARCIAL DC | LONGITUD FINAL DC | LONGITUD FINAL FO |  |  |  |  | CANT. RECT. E6150/PU6200 | CANT. CB 25A | CANT. CB 32A | CANT. CB 50A | CANT. CB 16A | CANT. RECT. PBC6200 | CANT. SPD 6PATH(32A) | CANT. SPD 6PATH(50A) | CANT. CB 25A NEGRO | CABLE POWER BB 10 M | CANT. PSU RBS 6101 | CANT. PDU RBS 6101 | SPD (25A-32A) RBS 6101 | SPD (50A) RBS 6101 | EXP DCDU | ADD SPD / SWAP SPD |  | Requiere soportes para antenas nuevas en torre | Altura de instalación | Sector de Instalación | Requiere Soporte de Radios / Nivel de piso | Otros comentarios |  |  | Requiere adicionar CB en tablero AC para la nueva Cabina | Se requiere ducto LT para el acople con tubo CONDUIT (Longitud total para 1 y/o 2 Cabinas) | Cantidad de Bolquillas para ducto LT | Otros comentarios |  |  | Requiere Losa nueva | Requiere Rieles nuevas | Requiere Ducto Conduit hasta Riel o Losa Nueva | Requiere escalerilla horizontal Nueva | Otros comentarios |  |  | Requiere Escalerilla Vertical Nueva | Requiere Mover Cables existentes para liberar espacio | Requiere desinstalar Cables sin uso para liberar espacio | Otros comentarios | Requiere kit GPS | comentarios |  | El cable de tierra requerido para la nueva cabina es mayor a 12m | Longitud de cable de tierra requerido (mayor a 12m) | Se requiere adicionar una nueva barra de tierra en sitio para equipos | Cantidad de Nuevas Barras de Tierra en soportería 1 | ALTURA de Nuevas Barras de Tierra en soportería 1 | Sector de Instalación Soportería 1 | Cantidad de Nuevas Barras de Tierra en soportería 2 | ALTURA de Nuevas Barras de Tierra en soportería 2 | Sector de Instalación Soportería 2 | Cantidad de Nuevas Barras de Tierra en soportería 3 | ALTURA de Nuevas Barras de Tierra en soportería 3 | Sector de Instalación Soportería 3
527 | 367 | 487 | 527 | 527 | 527 | 527 | 527 | 527 | 527 | 527 | 527 | 527 | 527 | 527 | 527 | 517 | 527 | 527 | 527 | 527 | 527 | 527 | 527 | 527 | 527 | 0 | 527 | 527 | 527 | 527 | 527 | 527 | 527 | 527 | 527 | 527 | 527 | 527 | 519 | 527 | 519 | 527 | 527 | 527 | 527 | 527 | 527 | 527 | 527 | 527 | 527 | 527 | 527 | 527 | 527 | 527 | 527 | 396 | 396 | 396 | 396 | 396 | 527 | 44 | 41 | 0 | 527 | 527 | 527 | 527 | 527 | 527 | 527 | 527 | 527 | 527 | 527 | 0 | 527 | 527 | 23 | 527 | 527 | 527 | 527 | 527 | 527 | 527 | 527 | 527 | 527 | 527 | 527 | 527 | 527 | 340 | 356 | 0 | 160 | 160 | 160 | 0 | 160 | 0 | 0 | 0 | 0 | 0 | 0 | 527 | 0 | 527 | 527 | 527 | 0 | 527 | 5 | 0 | 55 | 0 | 5 | [6 empty] | 23 | 2 | 20 | 1 | 0 |  |  | 0 | 0 | 0 | 35 | 5 | 0 |  |  | 0 | [12 empty] | 40 | 18 | 527 | 527 | 0 | 527 | 0 | 0 | 0 | 527 | 526 | 18 | 18 | 0 | 1 | 18 | 0 | 55 | 55 | 160 | 160 | 0 | 0 | 0 | 0 | 0 | 17 | 3 | 10 | 7 | 16 | 12 | 2 | 13 | 9 | 7 | 1 | 0 | 1 | 6 | 36 | 5 | 0 | 14 | 13 | 13 | 5 | 10 | 2 | 0 | 0 | 0 | 0 | 0 | 0 | 0 | 0 | 0 | 0 | 0 | 0 | 0 | 0 | 0 | 0 | 0 | 0 | 0 | 0 | 0 | 0 | 0 | 4 | 20 | 19 | 19 | 13 | 13 | 13 | 5 | 5 | 5 | 9 | 0 | 0 | 0 | 0 | 527 | 160 | 93 | 50 | 50 | 0 | 0 | 0 | 0 | 0 | 0 | 53 | 1 | 1 | 6 | 0 | 14
Nº | NEW ID | Last Project | Project | ID | Sitio | Estatus | Latitud | Longitud | ASP | Provincia | Municipio | Departamento | Altura de Torre | Tipo de Torre | GABINETE 1 | GABINETE 2 | [11 empty] | Radios GSM | cant. | Controladora |  | RBS | Cell Carrier | cant. | Controladora |  | RBS | Radios 1900 | cant. | Controladora |  | RBS | Radios 700 | cant. | Controladora |  | RBS | Radios AWS | cant. | Controladora |  | RBS | Radios LTE 1900 | cant. | Controladora |  | RBS | Radios LTE 1900 | cant. | Controladora |  | RBS | TOTAL RADIOS | [179 empty] | CONFIGURACIÓN FINAL | SDED | SDED | Desinstalación de Radios B2 | COD prices | ASP | Cuadrilla | FECHA SURVEY | ATS | SIR TORRE | SIR PISO | Rep. Antenas MAL | Se soluciono | Cant. Antenas Requeridas |  |  | Moderniza LTE AWS
38 |  | / LTE RO 2020 Capacity H1 - AWS | Proyecto Millicom Bolivia 3YPlan 2023 | CIS | Canal Isuto | In Services | -17.7681 | -63.1902 | Urban | Santa Cruz de la Sierra | Andres Ibanez | Santa Cruz | 19 | Selfsupported | RBS6101 | ENCLOSURE 6150 | 3 | 3 | 0 | 2 | 0 | 3 | 0 | 0 | 11 |  | 1 BB 6630 GWL | 3 RRUS 01B5 | 3 | 1 BB 6630 GWL | 1 | RBS 6630 | 3 RRUS 01B5 W | 3 | 0 BB 6630 GWL | 0 | RBS 6630 | 2 RRUS 01 B2 W | 2 | 0 BB 6630 GWL | 0 | RBS 6630 | N/A | 0 | N/A | 0 | N/A | 1 RRUS 32 B4 2 R 4415B66A | 3 | 0 BB 6630 GWL | 0 | RBS 6630 | N/A | 0 | N/A | 0 | N/A | [5 empty] | 11 | 0 | Brian | #N/A | 2023 | GWL | 2023-08-28 | 35 | GWL-01-Mod. 850 (1-2-3) ; Exp. LTE (GHI) ; | 3 | 3 | 0 | 0 | 0 | 0 |  | 6 | 11 |  | 0 | 0 | 0 | 0 | 0 | 0 | 3 | 3 | Mod. 850 (1-2-3) ; Exp. LTE (GHI) ; | DEF | GHI(1-2-3) | 10 | 0 | 0 | Keep BB 6630 | N/A |  | Keep BB 6630 GWL | GWL-01 | - |  | 0 | [6 empty] | INST : Mod. 850 / LTE 1900 / |  | MIC BO 3YPlan 2023_6R_3A | 5 | 3xRadio 2219 B5, 3xRadio 4415 B2/25, |  | 3xAntena 80010767, |  |  | 3 | [26 empty] | 6 | [5 empty] | 12 |  |  |  |  | 102 | 50 | 6 |  | 35 |  |  |  | #N/A | +591 75137341 | 2023-08-23 | 2023-08-24 |  |  | Exp. RBS6101 |  | 19 | 1.5 | 20.5 | 37 | [66 empty] | 3xRadio 2219 B5, 3xRadio 4415 B2/25, 3xAntena 80010767, | EXISTING SITE 2G/3G 850/3G 1900/AWS/ L:DEF-> INST : Mod. 850 / LTE 1900 / New :GHI(1-2-3) | 3xRadio 2219 B5, 3xRadio 4415 B2/25, 3xAntena 80010767, | [8 empty] | #N/A
140 |  | RO 2022 H1 New Sites | Proyecto Millicom Bolivia 3YPlan 2023 | SMB2 | Simon Bolivar 2 | In Services | -17.9075 | -63.2875 | Rural | - | - | Santa Cruz | 42 | Selfsupported | Enclosure 6150 |  | 0 | 3 | 0 | 0 | 2 | 0 | 0 | 0 | 5 |  | 1 BB 6630 WL | N/A | 0 | N/A | 0 | N/A | 3 R 2219 B5 | 3 | 1 BB 6630 WL | 1 | RBS 6630 | N/A |  | N/A |  | N/A | 2 R 4478 B12A | 2 | 0 BB 6630 WL | 0 | RBS 6630 | N/A | 0 | N/A | 0 | N/A | N/A | 0 | N/A | 0 | N/A | N/A | 0 | N/A | 0 | N/A | 5 | 0 |  | #N/A | 2023 | WL | 2023-08-28 | 35 | WL-01-Exp. LTE (DFGI) ; | 0 | 0 | 0 | 2 | 0 | 0 |  | 2 | 5 | 2 | 0 | 0 | 0 | 0 | 0 | 0 | 0 | 0 | Exp. LTE (DFGI) ; | ABC | DFGI | 4 | 0 | 0 | Keep BB 6630 | N/A |  | Keep BB 6630 WL | WL-01 | - |  | 0 | [6 empty] | INST : LTE 1900 / LTE AWS / |  | MIC BO 3YPlan 2023_2R | 10 | 2xRadio 4499 44B2/25 44B66A, | [37 empty] | 8 |  |  |  |  | 103 | 70 | 2 |  | 61 |  |  |  | #N/A | +591 75137341 | 2023-08-23 | 2023-08-24 |  |  | Exp. E6150 |  | 40 | 6 | 46 | 65 | [66 empty] | 2xRadio 4499 44B2/25 44B66A, | EXISTING SITE 3G 850/LTE 700/ L:ABC-> INST : LTE 1900 / LTE AWS / New :DFGI
142 |  | RO 2022 H1 New Sites | Proyecto Millicom Bolivia 3YPlan 2023 | 25EN | 25 de Enero | In Services | -17.3614 | -63.2758 | Rural | - | - | Santa Cruz | 40 | Selfsupported | Enclosure 6150 |  | 0 | 3 | 0 | 0 | 2 | 0 | 0 | 0 | 5 |  | 1 BB 6630 WL | N/A | 0 | N/A | 0 | N/A | 3 R 2219 B5 | 3 | 1 BB 6630 WL | 1 | RBS 6630 | N/A |  | N/A |  | N/A | 2 R 4478 B12A | 2 | 0 BB 6630 WL | 0 | RBS 6630 | N/A | 0 | N/A | 0 | N/A | N/A | 0 | N/A | 0 | N/A | N/A | 0 | N/A | 0 | N/A | 5 | 0 |  | #N/A | 2023 | WL | 2023-08-28 | 35 | WL-01-Exp. LTE (DEFGHI) ; | 0 | 0 | 0 | 3 | 0 | 0 |  | 3 | 5 | 3 | 0 | 0 | 0 | 0 | 0 | 0 | 0 | 0 | Exp. LTE (DEFGHI) ; | ABC | DEFGHI | 4 | 0 | 0 | Keep BB 6630 | N/A |  | Keep BB 6630 WL | WL-01 | - |  | 0 | [6 empty] | INST : LTE 1900 / LTE AWS / |  | MIC BO 3YPlan 2023_3R | 6 | 3xRadio 4499 44B2/25 44B66A, | [37 empty] | 12 |  |  |  |  | 104 | 70 | 3 |  | 59 |  |  |  | #N/A | +591 71369827 | 2023-08-23 | 2023-08-24 |  |  | Exp. E6150 |  | 39 | 4 | 43 | 62 | [66 empty] | 3xRadio 4499 44B2/25 44B66A, | EXISTING SITE 3G 850/LTE 700/ L:ABC-> INST : LTE 1900 / LTE AWS / New :DEFGHI
143 |  | RO 2022 H1 New Sites | Proyecto Millicom Bolivia 3YPlan 2023 | PGZ3 | Pentaguazu 3 | In Services | -17.5848 | -63.0967 | Urbano | Pentaguazu | Pentaguazu | Santa Cruz | 45 | Selfsupported | Enclosure 6150 | - | 0 | 3 | 0 | 0 | 2 | 0 | 0 | 0 | 5 |  | 1 BB 6630 WL | N/A | 0 | N/A | 0 | N/A | 3 R 2219 B5 | 3 | 1 BB 6630 WL | 1 | RBS 6630 | N/A |  | N/A |  | N/A | 2 R 4478 B12A | 2 | 0 BB 6630 WL | 0 | RBS 6630 | N/A | 0 | N/A | 0 | N/A | N/A | 0 | N/A | 0 | N/A | N/A | 0 | N/A | 0 | N/A | 5 | 0 | Brian | #N/A | 2023 | WL | 2023-08-28 | 35 | WL-01-Exp. LTE (DFGI) ; | 0 | 0 | 0 | 2 | 0 | 0 |  | 2 | 5 | 2 | 0 | 0 | 0 | 0 | 0 | 0 | 0 | 0 | Exp. LTE (DFGI) ; | ABC | DFGI | 4 | 0 | 0 | Keep BB 6630 | N/A |  | Keep BB 6630 WL | WL-01 | - |  | 0 | [6 empty] | INST : LTE 1900 / LTE AWS / |  | MIC BO 3YPlan 2023_2R | 10 | 2xRadio 4499 44B2/25 44B66A, | [37 empty] | 8 |  |  |  |  | 105 | 70 | 2 |  | 64 |  |  |  | #N/A | +591 75137341 | 2023-08-23 | 2023-08-24 |  |  | Exp. E6150 |  | 39 | 4 | 43 | 62 | [66 empty] | 2xRadio 4499 44B2/25 44B66A, | EXISTING SITE 3G 850/LTE 700/ L:ABC-> INST : LTE 1900 / LTE AWS / New :DFGI
145 |  | RO 2022 H1 New Sites | Proyecto Millicom Bolivia 3YPlan 2023 | LPAS | La Pascana | In Services | -17.892 | -63.0809 | Urbano | - | - | Santa Cruz | 45 | Selfsupported | Enclosure 6150 | - | 0 | 3 | 0 | 0 | 2 | 0 | 0 | 0 | 5 |  | 1 BB 6630 WL | N/A | 0 | N/A | 0 | N/A | 3 R 2219 B5 | 3 | 1 BB 6630 WL | 1 | RBS 6630 | N/A | 0 | N/A | 0 | N/A | 2 R 4478 B12A | 2 | 0 BB 6630 WL | 0 | RBS 6630 | N/A | 0 | N/A | 0 | N/A | N/A | 0 | N/A | 0 | N/A | N/A | 0 | N/A | 0 | N/A | 5 | 0 |  | #N/A | 2023 | WL | 2023-08-28 | 35 | WL-01-Exp. LTE (DEFGHI) ; | 0 | 0 | 0 | 3 | 0 | 0 |  | 3 | 5 | 3 | 0 | 0 | 0 | 0 | 0 | 0 | 0 | 0 | Exp. LTE (DEFGHI) ; | ABC | DEFGHI | 4 | 0 | 0 | Keep BB 6630 | N/A |  | Keep BB 6630 WL | WL-01 | - |  | 0 | [6 empty] | INST : LTE 1900 / LTE AWS / |  | MIC BO 3YPlan 2023_3R | 6 | 3xRadio 4499 44B2/25 44B66A, | [37 empty] | 12 |  |  |  |  | 106 | 70 | 3 |  | 64 |  |  |  | #N/A | +591 71369827 | 2023-08-23 | 2023-08-24 |  |  | Exp. E6150 |  | 40 | 6 | 46 | 65 | [66 empty] | 3xRadio 4499 44B2/25 44B66A, | EXISTING SITE 3G 850/LTE 700/ L:ABC-> INST : LTE 1900 / LTE AWS / New :DEFGHI
146 |  | RO 2022 H1 New Sites | Proyecto Millicom Bolivia 3YPlan 2023 | LMCT | Las Madrecitas Cotoca | In Services | -17.7688 | -62.9755 | Urbano | - | - | Santa Cruz | 40 | Selfsupported | Enclosure 6150 | - | 0 | 3 | 0 | 0 | 2 | 0 | 0 | 0 | 5 |  | 1 BB 6630 WL | N/A | 0 | N/A | 0 | N/A | 3 R 2219 B5 | 3 | 1 BB 6630 WL | 1 | RBS 6630 | N/A | 0 | N/A | 0 | N/A | 2 R 4478 B12A | 2 | 0 BB 6630 WL | 0 | RBS 6630 | N/A | 0 | N/A | 0 | N/A | N/A | 0 | N/A | 0 | N/A | N/A | 0 | N/A | 0 | N/A | 5 | 0 |  | #N/A | 2023 | WL | 2023-08-28 | 35 | WL-01-Exp. LTE (DEFGHI) ; | 0 | 0 | 0 | 3 | 0 | 0 |  | 3 | 5 | 3 | 0 | 0 | 0 | 0 | 0 | 0 | 0 | 0 | Exp. LTE (DEFGHI) ; | ABC | DEFGHI | 4 | 0 | 0 | Keep BB 6630 | N/A |  | Keep BB 6630 WL | WL-01 | - |  | 0 | [6 empty] | INST : LTE 1900 / LTE AWS / |  | MIC BO 3YPlan 2023_3R | 6 | 3xRadio 4499 44B2/25 44B66A, | [37 empty] | 12 |  |  |  |  | 107 | 70 | 3 |  | 59 |  |  |  | #N/A | +591 71369827 | 2023-08-23 | 2023-08-24 |  |  | Exp. E6150 |  | 40 | 3 | 43 | 62 | [66 empty] | 3xRadio 4499 44B2/25 44B66A, | EXISTING SITE 3G 850/LTE 700/ L:ABC-> INST : LTE 1900 / LTE AWS / New :DEFGHI
147 |  | RO 2022 H1 New Sites | Proyecto Millicom Bolivia 3YPlan 2023 | PMR7 | Palmira 7 | In Services | -17.876 | -63.1856 | Urbano | - | - | Santa Cruz | 25 | Selfsupported | Enclosure 6150 | - | 0 | 3 | 0 | 0 | 2 | 0 | 0 | 0 | 5 |  | 1 BB 6630 WL | N/A | 0 | N/A | 0 | N/A | 3 R 2219 B5 | 3 | 1 BB 6630 WL | 1 | RBS 6630 | N/A | 0 | N/A | 0 | N/A | 2 R 4478 B12A | 2 | 0 BB 6630 WL | 0 | RBS 6630 | N/A | 0 | N/A | 0 | N/A | N/A | 0 | N/A | 0 | N/A | N/A | 0 | N/A | 0 | N/A | 5 | 0 |  | #N/A | 2023 | WL | 2023-08-28 | 35 | WL-01-Exp. LTE (DEFGHI) ; | 0 | 0 | 0 | 3 | 0 | 0 |  | 3 | 5 | 3 | 0 | 0 | 0 | 0 | 0 | 0 | 0 | 0 | Exp. LTE (DEFGHI) ; | ABC | DEFGHI | 4 | 0 | 0 | Keep BB 6630 | N/A |  | Keep BB 6630 WL | WL-01 | - |  | 0 | [6 empty] | INST : LTE 1900 / LTE AWS / |  | MIC BO 3YPlan 2023_3R | 6 | 3xRadio 4499 44B2/25 44B66A, | [37 empty] | 12 |  |  |  |  | 108 | 50 | 3 |  | 42 |  |  |  | #N/A | +591 75137341 | 2023-08-23 | 2023-08-24 |  |  | Exp. E6150 |  | 24 | 6 | 30 | 48 | [66 empty] | 3xRadio 4499 44B2/25 44B66A, | EXISTING SITE 3G 850/LTE 700/ L:ABC-> INST : LTE 1900 / LTE AWS / New :DEFGHI
150 |  | RO 2022 H1 New Sites | Proyecto Millicom Bolivia 3YPlan 2023 | EME | El Meson | In Services | -17.9333 | -63.1049 | Rural | - | - | Santa Cruz | 40 | Selfsupported | Enclosure 6150 | - | 0 | 3 | 0 | 0 | 2 | 0 | 0 | 0 | 5 |  | 1 BB 6630 WL | N/A | 0 | N/A | 0 | N/A | 3 R 2219 B5 | 3 | 1 BB 6630 WL | 1 | RBS 6630 | N/A |  | N/A |  | N/A | 2 R 4478 B12A | 2 | 0 BB 6630 WL | 0 | RBS 6630 | N/A | 0 | N/A | 0 | N/A | N/A | 0 | N/A | 0 | N/A | N/A | 0 | N/A | 0 | N/A | 5 | 0 |  | #N/A | 2023 | WL | 2023-08-28 | 35 | WL-01-Exp. LTE (DFGI) ; | 0 | 0 | 0 | 2 | 0 | 0 |  | 2 | 5 | 2 | 0 | 0 | 0 | 0 | 0 | 0 | 0 | 0 | Exp. LTE (DFGI) ; | ABC | DFGI | 4 | 0 | 0 | Keep BB 6630 | N/A |  | Keep BB 6630 WL | WL-01 | - |  | 0 | [6 empty] | INST : LTE 1900 / LTE AWS / |  | MIC BO 3YPlan 2023_2R | 10 | 2xRadio 4499 44B2/25 44B66A, | [37 empty] | 8 |  |  |  |  | 109 | 70 | 2 |  | 59 |  |  |  | #N/A | +591 75137341 | 2023-08-23 | 2023-08-24 |  |  | Exp. E6150 |  | 41 | 5 | 46 | 65 | [66 empty] | 2xRadio 4499 44B2/25 44B66A, | EXISTING SITE 3G 850/LTE 700/ L:ABC-> INST : LTE 1900 / LTE AWS / New :DFGI
6 |  | / Swap CBBA 2018 | Proyecto Millicom Bolivia 3YPlan 2023 | ARN | Arani | In Services | -17.5698 | -65.7723 | Rural | Arani | Arani | Cochabamba | 60 | Selfsupported | PBC6200 | - | 0 | 0 | 3 | 0 | 3 | 3 | 0 | 0 | 9 |  | 1 BB 5216 GW-1 BB 5212 L | 3 R 2219 B5 GW | 3 | 1 BB 5216 GW | 1 | RBS 6601 | 0 R 2219 B5 GW | 0 | 0 BB 5216 GW | 0 | RBS 6601 | N/A | 0 | N/A | 0 | N/A | 3 RRUS 11 B12 | 3 | 1 BB 5212 L | 1 | RBS 6601 | 3 RRUS 32 B4 | 3 | 0 BB 5212 L | 0 | RBS 6601 | N/A | 0 | N/A | 0 | N/A | [5 empty] | 9 | 0 |  | #N/A | 2023 | GWL | 2023-08-31 | 35 | GWL-01-Mod. 850 (3) ; Exp. LTE (I) ; MIMO4 LTE (DF) ; | 0 | 0 | 0 | 1 | 0 | 0 |  | 1 | 9 | 1 | 0 | 0 | 0 | 0 | 0 | 0 | 0 | 0 | Mod. 850 (3) ; Exp. LTE (I) ; MIMO4 LTE (DF) ; | ABCDEF | I(3) | 1 | 1 | 0 | Baseband 6631 | N/A |  | Baseband 6631 GWL | GWL-01 | - |  | 0 | [6 empty] | INST : Mod. 850 / LTE 1900 / |  | MIC BO 3YPlan 2023_1BB_1R | 11 | 1xBaseband 6631, 1xRadio 4499 44B2/25 44B66A, | [35 empty] | 4 | [6 empty] | 110 | 100 | 1 |  | 81 |  |  |  | #N/A | +591 71369827 | 2023-08-23 | 2023-08-24 |  |  | Exp. PBC |  | 60 | 5 | 65 | 87 | [12 empty] | 1 | 1 | [6 empty] | SWAP SPD | [31 empty] | 1 | 59 | BC | [11 empty] | 1xBaseband 6631, 1xRadio 4499 44B2/25 44B66A, | EXISTING SITE MIXMODE 850/LTE 700/AWS/ L:ABCDEF-> INST : Mod. 850 / LTE 1900 / New :I(3) | 1xBaseband 6631, 1xRadio 4499 44B2/25 44B66A, | 0 | 12 | [6 empty] | SI | NO | 2
10 |  | / Desinstalación H1 1900 2020 | Proyecto Millicom Bolivia 3YPlan 2023 | AVA | Av. Aerea | In Services | -17.4116 | -66.1641 | Urban | Cochabamba | Cercado (CBBA) | Cochabamba | 25 | Selfsupported | Enclosure 6150 | - | 0 | 0 | 3 | 0 | 0 | 3 | 0 | 0 | 6 |  | 1 BB 5216 GW-1 BB 5212 L | 3 R 2219 B5 GW | 3 | 1 BB 5216 GW | 1 | RBS6601 Share | 0 R 2219 B5 GW | 0 | 0 BB 5216 GW | 0 | RBS6601 | N/A | 0 | NA | 0 | N/A | N/A | 0 | N/A | 0 | N/A | 3 RRUS 32 B4 | 3 | 1 BB 5212 L | 1 | RBS6601 Share | N/A | 0 | N/A | 0 | N/A | [5 empty] | 6 | 0 | Brian | #N/A | 2023 | GWL | 2023-08-31 | 35 | GWL-01-Exp. LTE (GI) ; MIMO4 LTE (DEF) ; | 0 | 0 | 0 | 2 | 0 | 0 |  | 2 | 6 |  | 0 | 0 | 0 | 0 | 0 | 0 | 2 | 2 | Exp. LTE (GI) ; MIMO4 LTE (DEF) ; | DEF | GI | 1 | 1 | 0 | Baseband 6631 | N/A |  | Baseband 6631 GWL | GWL-01 | - |  | 0 | [6 empty] | INST : LTE 1900 / |  | MIC BO 3YPlan 2023_1BB_2R_2A | 33 | 1xBaseband 6631, 2xRadio 4499 44B2/25 44B66A, |  | 2xAntena 80010767, |  |  | 2 | [26 empty] | 4 | [5 empty] | 8 |  |  |  |  | 111 | 50 | 2 |  | 42 |  |  |  | #N/A | +591 75137341 | 2023-08-23 | 2023-08-24 |  |  | Exp. E6150 |  | 25 | 3 | 28 | 45 | [5 empty] | 1 | 0 |  | 2 | [57 empty] | 1xBaseband 6631, 2xRadio 4499 44B2/25 44B66A, 2xAntena 80010767, | EXISTING SITE MIXMODE 850/AWS/ L:DEF-> INST : LTE 1900 / New :GI | 1xBaseband 6631, 2xRadio 4499 44B2/25 44B66A, 2xAntena 80010767, | 0 | 12
44 |  | / LTE RO 2019 Capacity H1 | Proyecto Millicom Bolivia 3YPlan 2023 | CML | Condominio Mallorca | In Services | -17.8099 | -63.2008 | Urban | Santa Cruz de la Sierra | Andres Ibanez | Santa Cruz | 25 | Selfsupported | RBS6101 | - | 0 | 3 | 0 | 3 | 0 | 3 | 0 | 0 | 9 |  | 1 DUW 31 01-1 DUW 31 01-1 BB 5212 L | N/A | 0 | N/A | 0 | N/A | 3 RRU 01 B5 | 3 | 1 DUW 31 01 | 1 | RBS6601_SHARE | 3 RRUS 01 B2 W | 3 | 1 DUW 31 01 | 1 | RBS6601_SHARE | N/A | 0 | N/A | 0 | N/A | 3 Radio 4415B66A | 3 | 1 BB 5212 L | 1 | RBS6601 | N/A | 0 | N/A | 0 | N/A | [5 empty] | 9 | 0 | Brian | #N/A | 2023 | WL | 2023-08-31 | 35 | WL-01-Mod. 850 (1-2-3) ; Exp. LTE (GHI) ; | 3 | 3 | 0 | 0 | 0 | 0 |  | 6 | 9 |  | 0 | 0 | 0 | 0 | 0 | 0 | 3 | 3 | Mod. 850 (1-2-3) ; Exp. LTE (GHI) ; | DEF | GHI(1-2-3) | 10 | 1 | 0 | Baseband 6631 | N/A |  | Baseband 6631 WL | WL-01 | - |  | 0 | [6 empty] | INST : Mod. 850 / LTE 1900 / |  | MIC BO 3YPlan 2023_1BB_6R_3A | 21 | 1xBaseband 6631, 3xRadio 2219 B5, 3xRadio 4415 B2/25, |  | 3xAntena 80010767, |  |  | 3 | [32 empty] | 18 |  |  |  |  | 112 | 50 | 6 |  | 42 |  |  |  | #N/A | +591 75137341 | 2023-08-23 | 2023-08-24 |  |  | Exp. RBS6101 |  | 22 | 5 | 27 | 44 | [17 empty] | 4 | [48 empty] | 1xBaseband 6631, 3xRadio 2219 B5, 3xRadio 4415 B2/25, 3xAntena 80010767, | EXISTING SITE 3G 850/3G 1900/AWS/ L:DEF-> INST : Mod. 850 / LTE 1900 / New :GHI(1-2-3) | 1xBaseband 6631, 3xRadio 2219 B5, 3xRadio 4415 B2/25, 3xAntena 80010767, | 3 | - | [6 empty] | #N/A |  |  | Reuso de Antena
99 |  |  | Proyecto Millicom Bolivia 3YPlan 2023 | RAF | Ramafa | In Services | -17.8068 | -63.1807 | Urban | Santa Cruz de la Sierra | Andres Ibanez | Santa Cruz | 25 | Selfsupported | PBC6200 | - | 3 | 3 | 0 | 3 | 0 | 3 | 0 | 0 | 12 |  | 1 DUG 20 01-1 DUW 31 01-1 DUW 31 01-1 DUS 31 02 | 3 RRUS 12 B5 | 3 | 1 DUG 20 01 | 1 | RBS 6601 | 3 RRUS 01 B5 | 3 | 1 DUW 31 01 | 1 | RBS 6601 | 3 RRUS 01 B2 W | 3 | 1 DUW 31 01 | 1 | RBS 6601 | N/A | 0 | N/A | 0 | N/A | 3 RRUS 11 B4 | 3 | 1 DUS 31 02 | 1 | RBS 6601 | N/A | 0 | N/A | 0 | N/A | [5 empty] | 12 | 0 | Oscar | #N/A | 2023 | GWL | 2023-08-31 | 35 | GWL-01-Mod. 850 (2-3) ; Exp. LTE (GHI) ; MIMO4 LTE (DEF) ; | 2 | 0 | 0 | 3 | 0 | 0 |  | 5 | 12 |  | 0 | 0 | 0 | 0 | 0 | 0 | 3 | 3 | Mod. 850 (2-3) ; Exp. LTE (GHI) ; MIMO4 LTE (DEF) ; | DEF | GHI(2-3) | 1 | 1 | 0 | Baseband 6631 | N/A |  | Baseband 6631 GWL | GWL-01 | - |  | 0 | [6 empty] | INST : Mod. 850 / LTE 1900 / |  | MIC BO 3YPlan 2023_1BB_5R_3A | 15 | 1xBaseband 6631, 2xRadio 2219 B5, 3xRadio 4499 44B2/25 44B66A, |  | 3xAntena 80010767, |  |  | 3 | [24 empty] | 2 |  | 4 | [5 empty] | 12 |  |  |  |  | 113 | 50 | 5 |  | 42 |  |  |  | #N/A | +591 75137341 | 2023-08-23 | 2023-08-24 |  |  | Exp. PBC |  | 21 | 8 | 29 | 46 | [10 empty] | 1 |  | 1 | 1 | 1 | [5 empty] | SWAP SPD | [45 empty] | 1xBaseband 6631, 2xRadio 2219 B5, 3xRadio 4499 44B2/25 44B66A, 3xAntena 80010767, | EXISTING SITE 2G/3G 850/3G 1900/AWS/ L:DEF-> INST : Mod. 850 / LTE 1900 / New :GHI(2-3)
102 |  |  | Proyecto Millicom Bolivia 3YPlan 2023 | SAB | Sabsa | In Services | -17.6483 | -63.1412 | Urban | Warnes | Warnes | Santa Cruz | 21 | Poste Metálico | RBS6101 | - | 3 | 3 | 0 | 0 | 0 | 2 | 0 | 0 | 8 |  | 1 DUG 20 01-1 DUW 31 01-1 DUS 31 02 | 3 RRU 12 B5 | 3 | 1 DUG 20 01 | 1 | RBS 6601_SHARE | 3 RRU 01 B5 | 3 | 1 DUW 31 01 | 1 | RBS6601 | N/A | 0 | N/A | 0 | N/A | N/A | 0 | N/A | 0 | N/A | 2 RRU 11 B4 | 2 | 1 DUS 31 02 | 0 | RBS6601_SHARE | N/A | 0 | N/A | 0 | N/A | [5 empty] | 8 | 0 |  | #N/A | 2023 | GWL | 2023-08-31 | 35 | GWL-01-Exp. LTE (GI) ; MIMO4 LTE (DF) ; | 0 | 0 | 0 | 2 | 0 | 0 |  | 2 | 8 | 2 | 0 | 0 | 0 | 0 | 0 | 0 | 0 | 0 | Exp. LTE (GI) ; MIMO4 LTE (DF) ; | DF | GI | 2 | 1 | 0 | Baseband 6631 | N/A |  | Baseband 6631 GWL | GWL-01 | - |  | 0 | [6 empty] | INST : LTE 1900 / |  | MIC BO 3YPlan 2023_1BB_2R | 6 | 1xBaseband 6631, 2xRadio 4499 44B2/25 44B66A, | [37 empty] | 8 |  |  |  |  | 114 | 50 | 2 |  | 37 |  |  |  | #N/A | +591 71369827 | 2023-08-23 | 2023-08-24 |  |  | Exp. RBS6101 |  | 19 | 5 | 24 | 41 | [18 empty] | 2 | [33 empty] | 1 | 17.5 | AB | [11 empty] | 1xBaseband 6631, 2xRadio 4499 44B2/25 44B66A, | EXISTING SITE 2G/3G 850/AWS/ L:DF-> INST : LTE 1900 / New :GI
105 |  | / Swap CBBA 2018 | Proyecto Millicom Bolivia 3YPlan 2023 | SBN | San Benito | In Services | -17.5229 | -65.8913 | Rural | San Benito | Punata | Cochabamba | 60 | Selfsupported | PBC6200 | - | 0 | 0 | 3 | 3 | 3 | 3 | 0 | 0 | 12 |  | 1 BB 5216 GW-1 BB 5212 L | 3 R 2219 B5 GW | 3 | 1 BB 5216 GW | 1 | RBS 6601 | 0 R 2219 B5 GW | 0 | 0 BB 5216 GW | 0 | RBS 6601 | 3 R 2217 B2 W | 3 | 0 BB 5216 GW | 0 | RBS 6601 | 3 RRUS 11 B12 | 3 | 1 BB 5212 L | 1 | RBS 6601 | 3 RRUS 32 B4 | 3 | 0 BB 5212 L | 0 | RBS 6601 | N/A | 0 | N/A | 0 | N/A | [5 empty] | 12 | 0 |  | #N/A | 2023 | GWL | 2023-08-31 | 35 | GWL-01-Exp. LTE (I) ; MIMO4 LTE (F) ; | 0 | 0 | 0 | 1 | 0 | 0 |  | 1 | 12 |  | 0 | 0 | 0 | 0 | 0 | 0 | 1 | 1 | Exp. LTE (I) ; MIMO4 LTE (F) ; | ABCDEF | I | 2 | 1 | 0 | Baseband 6631 | N/A |  | Baseband 6631 GWL | GWL-01 | - |  | 0 | [6 empty] | INST : LTE 1900 / |  | MIC BO 3YPlan 2023_1BB_1R_1A | 11 | 1xBaseband 6631, 1xRadio 4499 44B2/25 44B66A, |  | 1xAntena 80010767, |  |  | 1 | [24 empty] | 2 | [7 empty] | 4 |  |  |  |  | 115 | 100 | 1 |  | 81 |  |  |  | #N/A | +591 71369827 | 2023-08-23 | 2023-08-24 |  |  | Exp. PBC |  | 49 | 5 | 54 | 74 | [10 empty] | 1 |  | 1 | 1 | [6 empty] | SWAP SPD | [37 empty] | 1 | 47 | BC | [5 empty] | 1xBaseband 6631, 1xRadio 4499 44B2/25 44B66A, 1xAntena 80010767, | EXISTING SITE MIXMODE 850/3G 1900/LTE 700/AWS/ L:ABCDEF-> INST : LTE 1900 / New :I
116 |  | / Swap CBBA 2018/High Load Cells_Only F1 | Proyecto Millicom Bolivia 3YPlan 2023 | TTA | Tolata | In Services | -17.5318 | -65.963 | Rural | Tolata | German Jordan | Cochabamba | 60 | Selfsupported | Enclosure 6150 | - | 0 | 0 | 3 | 0 | 3 | 3 | 0 | 0 | 9 |  | 1 BB 5216 GWL | 3 R 2219 B5 GW | 3 | 1 BB 5216 GWL | 1 | RBS 6601 | 0 R 2219 B5 GW | 0 | 0 BB 5216 GWL | 0 | RBS 6601 | N/A | 0 | N/A | 0 | N/A | 3 RRUS 11 B12 | 3 | 0 BB 5216 GWL | 0 | RBS 6601 | 3 RRUS 32 B4 | 3 | 0 BB 5216 GWL | 0 | RBS 6601 | N/A | 0 | N/A | 0 | N/A | [5 empty] | 9 | 0 | Oscar | #N/A | 2023 | GWL | 2023-08-31 | 35 | GWL-01-Exp. LTE (GI) ; MIMO4 LTE (DF) ; | 0 | 0 | 0 | 2 | 0 | 0 |  | 2 | 9 |  | 0 | 0 | 0 | 0 | 0 | 0 | 2 | 2 | Exp. LTE (GI) ; MIMO4 LTE (DF) ; | ABCDEF | GI | 2 | 1 | 0 | Baseband 6631 | N/A |  | Baseband 6631 GWL | GWL-01 | - |  | 0 | [6 empty] | INST : LTE 1900 / |  | MIC BO 3YPlan 2023_1BB_2R_2A | 33 | 1xBaseband 6631, 2xRadio 4499 44B2/25 44B66A, |  | 2xAntena 80010767, |  |  | 2 | [24 empty] | 4 | [7 empty] | 8 |  |  |  |  | 116 | 100 | 2 |  | 81 |  |  |  | #N/A | +591 75137341 | 2023-08-23 | 2023-08-24 |  |  | Exp. E6150 |  | 59 | 9.5 | 68.5 | 91 | [6 empty] | 1 |  | 2 | 0 | [42 empty] | 1 | 57.5 | AC | [11 empty] | 1xBaseband 6631, 2xRadio 4499 44B2/25 44B66A, 2xAntena 80010767, | EXISTING SITE MIXMODE 850/LTE 700/AWS/ L:ABCDEF-> INST : LTE 1900 / New :GI
141 |  | RO 2022 H1 New Sites | Proyecto Millicom Bolivia 3YPlan 2023 | CSQ | Circunvalación Quillacollo | In Services | -17.4023 | -66.2851 | Rural | - | - | Cochabamba | 6 | Mástil | Enclosure 6150 |  | 0 | 3 | 0 | 0 | 2 | 0 | 0 | 0 | 5 |  | 1 BB 6630 WL | N/A | 0 | N/A | 0 | N/A | 3 R 2219 B5 | 3 | 1 BB 6630 WL | 1 | RBS 6630 | N/A |  | N/A |  | N/A | 2 R 4478 B12A | 2 | 0 BB 6630 WL | 0 | RBS 6630 | N/A | 0 | N/A | 0 | N/A | N/A | 0 | N/A | 0 | N/A | N/A | 0 | N/A | 0 | N/A | 5 | 0 |  | #N/A | 2023 | WL | 2023-08-31 | 35 | WL-01-Exp. LTE (DG) ; | 0 | 0 | 0 | 1 | 0 | 0 |  | 1 | 5 | 1 | 0 | 0 | 0 | 0 | 0 | 0 | 0 | 0 | Exp. LTE (DG) ; | ABC | DG | 1 | 0 | 0 | Keep BB 6630 | N/A |  | Keep BB 6630 WL | WL-01 | - |  | 0 | [6 empty] | INST : LTE 1900 / LTE AWS / |  | MIC BO 3YPlan 2023_1R | 5 | 1xRadio 4499 44B2/25 44B66A, | [38 empty] | 4 |  |  |  | 117 | 30 | 1 |  | 21 |  |  |  | #N/A | +591 75137341 | 2023-08-23 | 2023-08-24 |  |  | Exp. E6150 |  | 6 | 10 | 16 | 32 | [52 empty] | 1 | 3.5 | A | [11 empty] | 1xRadio 4499 44B2/25 44B66A, | EXISTING SITE 3G 850/LTE 700/ L:ABC-> INST : LTE 1900 / LTE AWS / New :DG
144 |  | RO 2022 H1 New Sites | Proyecto Millicom Bolivia 3YPlan 2023 | VCP | Villa Copacabana | In Services | -17.3805 | -63.2457 | Rural | Montero | Montero | Santa Cruz | 45 | Selfsupported | Enclosure 6150 | - | 0 | 3 | 0 | 0 | 2 | 0 | 0 | 0 | 5 |  | 1 BB 6630 WL | N/A | 0 | N/A | 0 | N/A | 3 R 2219 B5 | 3 | 1 BB 6630 WL | 1 | RBS 6630 | N/A |  | N/A |  | N/A | 2 R 4478 B12A | 2 | 0 BB 6630 WL | 0 | RBS 6630 | N/A | 0 | N/A | 0 | N/A | N/A | 0 | N/A | 0 | N/A | N/A | 0 | N/A | 0 | N/A | 5 | 0 | Brian | #N/A | 2023 | WL | 2023-08-31 | 35 | WL-01-Exp. LTE (DFGI) ; | 0 | 0 | 0 | 2 | 0 | 0 |  | 2 | 5 | 2 | 0 | 0 | 0 | 0 | 0 | 0 | 0 | 0 | Exp. LTE (DFGI) ; | ABC | DFGI | 4 | 0 | 0 | Keep BB 6630 | N/A |  | Keep BB 6630 WL | WL-01 | - |  | 0 | [6 empty] | INST : LTE 1900 / LTE AWS / |  | MIC BO 3YPlan 2023_2R | 10 | 2xRadio 4499 44B2/25 44B66A, | [37 empty] | 8 |  |  |  |  | 118 | 70 | 2 |  | 64 |  |  |  | #N/A | +591 71369827 | 2023-08-23 | 2023-08-24 |  |  | Exp. E6150 |  | 41 | 7 | 48 | 68 | [66 empty] | 2xRadio 4499 44B2/25 44B66A, | EXISTING SITE 3G 850/LTE 700/ L:ABC-> INST : LTE 1900 / LTE AWS / New :DFGI
15 |  | RO 2021 - LTE Capacity H2-P1 / LTE RO 2020 Capacity H1 - AWS | Proyecto Millicom Bolivia 3YPlan 2023 | B15 | B. 15 de Mayo | In Services | -17.7552 | -63.1195 | Urban | Santa Cruz de la Sierra | Andres Ibanez | Santa Cruz | 40 | Selfsupported | RBS6101 | E6150 | 3 | 3 | 0 | 3 | 0 | 3 | 0 | 0 | 12 |  | 1 BB6630 GWL | 3 RRUS 01B5 G | 3 | 1 BB6630 GWL | 1 | RBS 6630 | 3 RRUS 01B5 W | 3 | 0 BB6630 GWL | 0 | RBS 6630 | 3 RRUS 01 B2 W | 3 | 0 BB6630 GWL | 0 | RBS 6630 | N/A | 0 | N/A | 0 | N/A | 2 RRUS 32 B4 ; 1 R 4415 B66A | 3 | 0 BB6630 GWL | 0 | RBS 6630 | N/A | 0 | N/A | 0 | N/A | [5 empty] | 12 | 0 |  | #N/A | 2023 | GWL | 2023-08-28 | 35 | GWL-01-Mod. 850 (2) ; Exp. LTE (GHI) ; | 1 | 3 | 0 | 0 | 0 | 0 |  | 4 | 12 |  | 0 | 0 | 0 | 0 | 0 | 0 | 3 | 3 | Mod. 850 (2) ; Exp. LTE (GHI) ; | DEF | GHI(2) | 5 | 0 | 0 | Keep BB 6630 | N/A |  | Keep BB 6630 GWL | GWL-01 | - |  | 0 | [6 empty] | INST : Mod. 850 / LTE 1900 / |  | MIC BO 3YPlan 2023_4R_3A | 11 | 1xRadio 2219 B5, 3xRadio 4415 B2/25, |  | 3xAntena 80010767, |  |  | 3 | [24 empty] | 2 |  | 4 | [5 empty] | 12 |  |  |  |  | 119 | 70 | 4 |  | 59 |  |  |  | #N/A | +591 71369827 | 2023-08-23 | 2023-08-24 |  |  | Exp. RBS6101 |  | 40 | 6 | 46 | 65 | [52 empty] | 1 | 38.5 | AB | [11 empty] | 1xRadio 2219 B5, 3xRadio 4415 B2/25, 3xAntena 80010767, | EXISTING SITE 2G/3G 850/3G 1900/AWS/ L:DEF-> INST : Mod. 850 / LTE 1900 / New :GHI(2) | 1xRadio 2219 B5, 3xRadio 4415 B2/25, 3xAntena 80010767, | 3 | -
40 |  |  | Proyecto Millicom Bolivia 3YPlan 2023 | CMG | Cerro San Miguel | In Services | -17.4042 | -66.1484 | Urban | Cochabamba | Cercado (CBBA) | Cochabamba | 6 | Monopolo | Enclosure 6150 | - | 0 | 0 | 3 | 0 | 0 | 1 | 0 | 0 | 4 |  | 1 BB 5216 GWL | 3 R 2219 B5 GW | 3 | 1 BB 5216 GWL | 1 | RBS 6601 | 0 R 2219 B5 GW | 0 | 0 BB 5216 GWL | 0 | RBS6601 | N/A | 0 | N/A | 0 | N/A | N/A | 0 | N/A | N/A | N/A | 1 RRUS 32 B4 | 1 | 0 BB 5216 GWL | 0 | RBS 6601 | N/A | 0 | N/A | 0 | N/A | [5 empty] | 4 | 0 | Brian | #N/A | 2023 | GWL | 2023-09-06 | 36 | GWL-01-Mod. 850 (3) ; Exp. LTE (I) ; | 0 | 1 | 0 | 0 | 0 | 0 |  | 1 | 4 |  | 0 | 0 | 0 | 0 | 0 | 0 | 0 | 0 | Mod. 850 (3) ; Exp. LTE (I) ; | F | I(3) | 3 | 1 | 0 | Baseband 6631 | N/A |  | Baseband 6631 GWL | GWL-01 | - |  | 0 | [6 empty] | INST : Mod. 850 / LTE 1900 / |  | MIC BO 3YPlan 2023_1BB_1R | 11 | 1xBaseband 6631, 1xRadio 4415 B2/25, | [29 empty] | 4 |  | 2 | [6 empty] | 4 |  |  |  | 124 | 30 | 1 |  | 21 |  |  |  | #N/A | +591 75137341 | 2023-08-30 | 2023-08-31 |  |  | Exp. E6150 |  | 6 | 8 | 14 | 30 | [5 empty] | 1 | 1 | 1 | [11 empty] | 0 | [46 empty] | 1xBaseband 6631, 1xRadio 4415 B2/25, | EXISTING SITE MIXMODE 850/AWS/ L:F-> INST : Mod. 850 / LTE 1900 / New :I(3) | 1xBaseband 6631, 1xRadio 4415 B2/25, | [8 empty] | #N/A
4 |  | / Swap CBBA 2018 | Proyecto Millicom Bolivia 3YPlan 2023 | ASN | Aasana Cbba | In Services | -17.4135 | -66.1772 | Urban | Cochabamba | Cercado (CBBA) | Cochabamba | 25 | Selfsupported | Enclosure 6150 | - | 0 | 0 | 3 | 0 | 3 | 3 | 0 | 0 | 9 |  | 1 BB 5216 GWL | 3 R 2219 B5 GW | 3 | 1 BB 5216 GWL | 1 | RBS 6601 | 0 R 2219 B5 GW | 0 | 0 BB 5216 GWL | 0 | RBS6601 | N/A | 0 | N/A | 0 | N/A | 3 RRUS 11 B12 | 3 | 0 BB 5216 GWL | 0 | RBS6601 | 3 RRUS 32 B4 | 3 | 0 BB 5216 GWL | 0 | RBS6601 | N/A | 0 | N/A | 0 | N/A | [5 empty] | 9 | 0 | Brian | #N/A | 2023 | GWL | 2023-09-06 | 36 | GWL-01-Mod. 850 (2) ; Exp. LTE (H) ; | 0 | 1 | 0 | 0 | 0 | 0 |  | 1 | 9 |  | 0 | 0 | 0 | 0 | 0 | 0 | 0 | 0 | Mod. 850 (2) ; Exp. LTE (H) ; | ABCDEF | H(2) | 2 | 1 | 0 | Baseband 6631 | N/A |  | Baseband 6631 GWL | GWL-01 | - |  | 0 | [6 empty] | INST : Mod. 850 / LTE 1900 / |  | MIC BO 3YPlan 2023_1BB_1R | 11 | 1xBaseband 6631, 1xRadio 4415 B2/25, | [29 empty] | 2 |  | 2 |  |  |  | 4 |  | 4 |  |  |  |  | 125 | 50 | 1 |  | 42 |  |  |  | #N/A | +591 75137341 | 2023-08-30 | 2023-08-31 | 1 |  | Exp. E6150 |  | 22.5 | 6 | 28.5 | 46 | [5 empty] | 2 | 1 | 1 | [11 empty] | 0 | [32 empty] | 1 | 21 | BC | [11 empty] | 1xBaseband 6631, 1xRadio 4415 B2/25, | EXISTING SITE MIXMODE 850/LTE 700/AWS/ L:ABCDEF-> INST : Mod. 850 / LTE 1900 / New :H(2) | 1xBaseband 6631, 1xRadio 4415 B2/25, | 0 | 2
111 |  | / Desinstalación H1 1900 2020 | Proyecto Millicom Bolivia 3YPlan 2023 | TDO | Tadeo | In Services | -17.3819 | -66.1768 | Urban | Cochabamba | Cercado (CBBA) | Cochabamba | 55 | Monopolo | Enclosure 6150 | - | 0 | 0 | 3 | 0 | 0 | 3 | 0 | 0 | 6 |  | 1 BB 5216 GW-1 BB 5212 L | 3 R 2219 B5 GW | 3 | 1 BB 5216 GW | 1 | RBS 6601_SHARE | 0 R 2219 B5 GW | 0 | 0 BB 5216 GW | 0 | RBS 6601_SHARE | N/A | 0 | NA | 0 | N/A | N/A | 0 | N/A | 0 | N/A | 3 RRUS 32 B4 | 3 | 1 BB 5212 L | 1 | RBS6601_SHARE | N/A | 0 | N/A | 0 | N/A | [5 empty] | 6 | 0 |  | #N/A | 2023 | GWL | 2023-09-06 | 36 | GWL-01-Exp. LTE (GI) ; MIMO4 LTE (DE) ; | 0 | 1 | 0 | 1 | 0 | 0 |  | 2 | 6 |  | 0 | 0 | 0 | 0 | 0 | 0 | 2 | 2 | Exp. LTE (GI) ; MIMO4 LTE (DE) ; | DEF | GI | 1 | 1 | 0 | Baseband 6631 | N/A |  | Baseband 6631 GWL | GWL-01 | - |  | 0 | [6 empty] | INST : LTE 1900 / |  | MIC BO 3YPlan 2023_1BB_2R_2A | 33 | 1xBaseband 6631, 1xRadio 4415 B2/25, 1xRadio 4499 44B2/25 44B66A, |  | 2xAntena 80010767, |  |  | 2 | [26 empty] | 4 | [5 empty] | 8 |  |  |  | 2 | 126 | 100 | 2 |  | 76 |  |  |  | #N/A | +591 75137341 | 2023-08-30 | 2023-08-31 |  |  | Exp. E6150 |  | 40 | 37 | 77 | 100 | [5 empty] | 1 |  | 1 | 1 | [10 empty] | 0 | [46 empty] | 1xBaseband 6631, 1xRadio 4415 B2/25, 1xRadio 4499 44B2/25 44B66A, 2xAntena 80010767, | EXISTING SITE MIXMODE 850/AWS/ L:DEF-> INST : LTE 1900 / New :GI
49 |  |  | Proyecto Millicom Bolivia 3YPlan 2023 | ECO | Ecologica | In Services | -17.7681 | -63.1069 | Urban | Santa Cruz de la Sierra | Andres Ibanez | Santa Cruz | 40 | Selfsupported | PBC6200 | - | 3 | 3 | 0 | 3 | 0 | 3 | 0 | 0 | 12 |  | 1 DUG 20 01-1 DUW 31 01-1 DUW 41 01-1 DUS 31 02 | 3 RRUS 12 B5 | 3 | 1 DUG 20 01 | 1 | RBS 6601 | 3 RRU 01 B5 | 3 | 1 DUW 31 01 | 1 | RBS 6601 | 3 RRUS 01 B2 W | 3 | 1 DUW 41 01 | 1 | RBS 6601 | N/A | 0 | N/A | 0 | N/A | 3 RRUS 32 B4 | 3 | 1 DUS 31 02 | 1 | RBS6601 | N/A | 0 | N/A | 0 | N/A | [5 empty] | 12 | 0 |  | #N/A | 2023 | GWL | 2023-09-06 | 36 | GWL-01-Mod. 850 (1-3) ; Exp. LTE (GHI) ; | 2 | 3 | 0 | 0 | 0 | 0 |  | 5 | 12 |  | 0 | 0 | 0 | 0 | 0 | 0 | 3 | 3 | Mod. 850 (1-3) ; Exp. LTE (GHI) ; | DEF | GHI(1-3) | 6 | 1 | 0 | Baseband 6631 | N/A |  | Baseband 6631 GWL | GWL-01 | - |  | 0 | [6 empty] | INST : Mod. 850 / LTE 1900 / |  | MIC BO 3YPlan 2023_1BB_5R_3A | 15 | 1xBaseband 6631, 2xRadio 2219 B5, 3xRadio 4415 B2/25, |  | 3xAntena 80010767, |  |  | 3 | [24 empty] | 2 | [7 empty] | 16 |  |  |  | 3 | 127 | 70 | 5 |  | 59 |  |  |  | #N/A | +591 75137341 | 2023-08-30 | 2023-08-31 |  | 1 | Exp. PBC |  | 44 | 6 | 50 | 70 | [10 empty] | 1 |  |  | 1 | [52 empty] | 1xBaseband 6631, 2xRadio 2219 B5, 3xRadio 4415 B2/25, 3xAntena 80010767, | EXISTING SITE 2G/3G 850/3G 1900/AWS/ L:DEF-> INST : Mod. 850 / LTE 1900 / New :GHI(1-3) | 1xBaseband 6631, 2xRadio 2219 B5, 3xRadio 4415 B2/25, 3xAntena 80010767, | [8 empty] | #N/A
131 |  | / Swap CBBA 2018 | Proyecto Millicom Bolivia 3YPlan 2023 | VRB | Villa Rivero | In Services | -17.6111 | -65.7936 | Rural | Villa Rivero | Punata | Cochabamba | 40 | Selfsupported | Enclosure 6150 | - | 0 | 0 | 3 | 0 | 3 | 3 | 0 | 0 | 9 |  | 1 BB 5216 GW-1 BB 5212 L | 3 R 2219 B5 GW | 3 | 1 BB 5216 GW | 1 | RBS 6601 | 0 R 2219 B5 GW | 0 | 0 BB 5216 GW | 0 | RBS 6601 | N/A | 0 | N/A | 0 | N/A | 3 RRUS 11 B12 | 3 | 1 BB 5212 L | 1 | RBS 6601 | 3 RRUS 32 B4 | 3 | 0 BB 5212 L | 0 | RBS 6601 | N/A | 0 | N/A | 0 | N/A | [5 empty] | 9 | 0 | Brian | #N/A | 2023 | GWL | 2023-09-06 | 36 | GWL-01-Mod. 850 (3) ; Exp. LTE (GI) ; | 0 | 2 | 0 | 0 | 0 | 0 |  | 2 | 9 |  | 0 | 0 | 0 | 0 | 0 | 0 | 2 | 2 | Mod. 850 (3) ; Exp. LTE (GI) ; | ABCDEF | GI(3) | 1 | 1 | 0 | Baseband 6631 | N/A |  | Baseband 6631 GWL | GWL-01 | - |  | 0 | [6 empty] | INST : Mod. 850 / LTE 1900 / |  | MIC BO 3YPlan 2023_1BB_2R_2A | 33 | 1xBaseband 6631, 2xRadio 4415 B2/25, |  | 2xAntena 80010767, |  |  | 2 | [26 empty] | 4 | [5 empty] | 8 |  |  |  |  | 128 | 70 | 2 |  | 59 |  |  |  | #N/A | +591 75137341 | 2023-08-30 | 2023-08-31 |  |  | Exp. E6150 |  | 41 | 5 | 46 | 65 | [5 empty] | 1 | 1 | 2 | [11 empty] | 0 | [46 empty] | 1xBaseband 6631, 2xRadio 4415 B2/25, 2xAntena 80010767, | EXISTING SITE MIXMODE 850/LTE 700/AWS/ L:ABCDEF-> INST : Mod. 850 / LTE 1900 / New :GI(3)
19 |  | / LTE RO 2019 Capacity H1 | Proyecto Millicom Bolivia 3YPlan 2023 | BCC | B. Coca Cola | In Services | -17.7481 | -63.1197 | Urban | Santa Cruz de la Sierra | Andres Ibanez | Santa Cruz | 40 | Selfsupported | RBS6101 | - | 0 | 3 | 0 | 3 | 0 | 3 | 0 | 0 | 9 |  | 1 BB6630 WL | N/A | 0 | N/A | N/A | N/A | 3 RRUS01B5 W | 3 | 1 BB6630 WL | 1 | RBS 6630 | 3 RRUS 01 B2 W | 3 | 0 BB6630 WL | 0 | RBS 6630 | N/A | 0 | N/A | N/A | N/A | 3 R4415B66A L | 3 | 0 BB6630 WL | 0 | RBS 6630 | N/A | 0 | N/A | 0 | N/A | [5 empty] | 9 | 0 | Brian | #N/A | 2023 | WL | 2023-09-06 | 36 | WL-01-Mod. 850 (1-2-3) ; Exp. LTE (GHI) ; | 3 | 3 | 0 | 0 | 0 | 0 |  | 6 | 9 |  | 0 | 0 | 0 | 0 | 0 | 0 | 3 | 3 | Mod. 850 (1-2-3) ; Exp. LTE (GHI) ; | DEF | GHI(1-2-3) | 10 | 0 | 0 | Keep BB 6630 | N/A |  | Keep BB 6630 WL | WL-01 | - |  | 0 | [6 empty] | INST : Mod. 850 / LTE 1900 / |  | MIC BO 3YPlan 2023_6R_3A | 5 | 3xRadio 2219 B5, 3xRadio 4415 B2/25, |  | 3xAntena 80010767, |  |  | 3 | [26 empty] | 4 | [5 empty] | 12 |  |  |  | 3 | 129 | 70 | 6 |  | 59 |  |  |  | #N/A | +591 71369827 | 2023-08-30 | 2023-08-31 |  |  | Exp. RBS6101 |  | 39 | 5 | 44 | 63 | [17 empty] | 1 | [48 empty] | 3xRadio 2219 B5, 3xRadio 4415 B2/25, 3xAntena 80010767, | EXISTING SITE 3G 850/3G 1900/AWS/ L:DEF-> INST : Mod. 850 / LTE 1900 / New :GHI(1-2-3) | 3xRadio 2219 B5, 3xRadio 4415 B2/25, 3xAntena 80010767, | 3 | - | [6 empty] | #N/A
52 |  |  | Proyecto Millicom Bolivia 3YPlan 2023 | ENT | Entre Rios | In Services | -17.202 | -64.5353 | Rural | Entre Rios (Bulo Bulo) | Carrasco | Cochabamba | 45 | Selfsupported | PBC6200 | - | 0 | 0 | 3 | 3 | 3 | 3 | 0 | 0 | 12 |  | 1 BB 5216 GW-1 BB 5212 L | 3 R 2219 B5 GW | 3 | 1 BB 5216 GW | 1 | RBS 6601_SHARE | 0 R 2219 B5 GW | 0 | 0 BB 5216 GW | 0 | RBS 6601_SHARE | 3 R 2217 B2 W | 3 | 0 BB 5216 GW | 0 | RBS 6601_SHARE | 3 RRUS 11 B12 | 3 | 1 BB 5212 L | 1 | RBS 6601_SHARE | 3 RRUS 32 B4 | 3 | 0 BB 5212 L | 0 | RBS 6601_SHARE | N/A | 0 | N/A | 0 | N/A | [5 empty] | 12 | 0 | Brian | #N/A | 2023 | GWL | 2023-09-06 | 36 | GWL-01-Exp. LTE (GI) ; | 0 | 2 | 0 | 0 | 0 | 0 |  | 2 | 12 |  | 0 | 0 | 0 | 0 | 0 | 0 | 2 | 2 | Exp. LTE (GI) ; | ABCDEF | GI | 4 | 1 | 0 | Baseband 6631 | N/A |  | Baseband 6631 GWL | GWL-01 | - |  | 0 | [6 empty] | INST : LTE 1900 / |  | MIC BO 3YPlan 2023_1BB_2R_2A | 33 | 1xBaseband 6631, 2xRadio 4415 B2/25, |  | 2xAntena 80010767, |  |  | 2 | [32 empty] | 8 |  |  |  |  | 130 | 70 | 2 |  | 64 |  |  |  | #N/A | +591 71369827 | 2023-08-30 | 2023-08-31 |  |  | Exp. PBC |  | 39 | 5 | 44 | 63 | [10 empty] | 1 |  |  | 1 | [52 empty] | 1xBaseband 6631, 2xRadio 4415 B2/25, 2xAntena 80010767, | EXISTING SITE MIXMODE 850/3G 1900/LTE 700/AWS/ L:ABCDEF-> INST : LTE 1900 / New :GI | 1xBaseband 6631, 2xRadio 4415 B2/25, 2xAntena 80010767, | 3 | - | [11 empty] | DE
59 |  | / LTE RO 2020 Capacity H1 - 1900Mhz | Proyecto Millicom Bolivia 3YPlan 2023 | HIP | Hipermaxi | In Services | -17.7588 | -63.1794 | Urban | Santa Cruz de la Sierra | Andres Ibanez | Santa Cruz | 25 | Selfsupported | PBC6200 | - | 3 | 3 | 0 | 0 | 3 | 3 | 3 | 0 | 15 |  | 1 DUG 20 01-1 DUW 31 01-1 DUS 31 01 | 3 RRUS 12 B5 | 3 | 1 DUG 20 01 | 1 | RBS 6601_SHARE | 3 RRU 01 B5 | 3 | 1 DUW 31 01 | 1 | RBS 6601 | N/A | 0 | N/A | 0 | N/A | 3 RRUS 11 B12 | 3 | 1 DUS 31 01 | 1 | RBS6601_SHARE | 2 RRUS 11 B4 1 RRUS 32 B4 | 3 | 0 DUS 31 01 | 0 | RBS6601_SHARE | 3 R 2217B2 | 3 | 0 DUS 31 01 | 0 | RBS6601_SHARE | [5 empty] | 15 | 0 |  | #N/A | 2023 | GWL | 2023-09-06 | 36 | GWL-01-Mod. 850 (1-2-3) ; AAS FDD (EFHI) ; Sectorizar (DG) | 3 | 0 | 0 | 1 | 0 | 2 |  | 6 | 15 |  | 0 | 0 | 0 | 0 | 0 | 1 | 0 | 1 | Mod. 850 (1-2-3) ; AAS FDD (EFHI) ; Sectorizar (DG) | ABCDEFGHI | (1-2-3) | 10 | 1 | 2 | Baseband 6631 | Baseband 6651 |  | Baseband 6631 GWL-Baseband 6651 L | GWL-01 | L-01 |  | 0 | [6 empty] | INST : Mod. 850 / Sectorize AWS&1900 / AAS FDD AWS&1900 / |  | MIC BO 3YPlan 2023_3BB_6R_1A | 19 | 1xBaseband 6631, 2xBaseband 6651, 3xRadio 2219 B5, 1xRadio 4499 44B2/25 44B66A, 2xRadio AAS B25/B66, |  | 1xTwin Beam Antenna, | [27 empty] | 4 |  | 2 | [5 empty] | 4 |  |  |  |  | 131 | 50 | 6 |  | 42 |  |  |  | #N/A | +591 71369827 | 2023-08-30 | 2023-08-31 |  | 3 | Exp. PBC |  | 24 | 5 | 29 | 46 | [10 empty] | 1 |  | 1 | [7 empty] | SWAP SPD | [31 empty] | 1 | 22 | A | [11 empty] | 1xBaseband 6631, 2xBaseband 6651, 3xRadio 2219 B5, 1xRadio 4499 44B2/25 44B66A, 2xRadio AAS B25/B66, 1xTwin Beam Antenna, | EXISTING SITE 2G/3G 850/LTE 700/AWS/LTE 1900/ L:ABCDEFGHI-> INST : Mod. 850 / Sectorize AWS&1900 / AAS FDD AWS&1900 / New :(1-2-3) | 1xBaseband 6631, 2xBaseband 6651, 3xRadio 2219 B5, 1xRadio 4499 44B2/25 44B66A, 2xRadio AAS B25/B66, 1xTwin Beam Antenna, | 0 | 11
65 |  | RO 2021 - LTE Capacity H1_119 Sitios / | Proyecto Millicom Bolivia 3YPlan 2023 | IVI | Ivirgarzama | In Services | -17.03 | -64.8589 | Rural | Puerto Villarroel | Carrasco | Cochabamba | 90 | Guyed | Enclosure 6150 | - | 0 | 0 | 3 | 0 | 3 | 3 | 1 | 0 | 10 |  | 1 BB 5216 GW-1 BB 5212 L | 3 R 2219 B5 GW | 3 | 1 BB 5216 GW | 1 | RBS 6601_SHARE | 0 R 2219 B5 GW | 0 | 0 BB 5216 GW | 0 | RBS 6601_SHARE | N/A | 0 | N/A | 0 | N/A | 3 RRUS 11 B12 | 3 | 1 BB 5212 L | 1 | RBS6601_SHARE | 3 RRUS 32 B4 | 3 | 0 BB 5212 L | 0 | RBS6601_SHARE | 1 R 4415 B2/B25 | 1 | 0 BB 5212 L | 0 | RBS 6601 | [5 empty] | 10 | 0 | Brian | #N/A | 2023 | GWL | 2023-09-06 | 36 | GWL-01-Mod. 850 (2) ; Exp. LTE (I) ; | 0 | 1 | 0 | 0 | 0 | 0 |  | 1 | 10 |  | 0 | 0 | 0 | 0 | 0 | 0 | 1 | 1 | Mod. 850 (2) ; Exp. LTE (I) ; | ABCDEFH | I(2) | 1 | 1 | 0 | Baseband 6631 | N/A |  | Baseband 6631 GWL | GWL-01 | - |  | 0 | [6 empty] | INST : Mod. 850 / LTE 1900 / |  | MIC BO 3YPlan 2023_1BB_1R_1A | 11 | 1xBaseband 6631, 1xRadio 4415 B2/25, |  | 1xAntena 80010767, |  |  | 1 | [32 empty] | 4 |  |  |  | 1 | 132 | 150 | 1 |  | 115 |  |  |  | #N/A | +591 71369827 | 2023-08-30 | 2023-08-31 |  |  | Exp. E6150 |  | 65 | 12 | 77 | 100 | [7 empty] | 1 | [11 empty] | 0 | [46 empty] | 1xBaseband 6631, 1xRadio 4415 B2/25, 1xAntena 80010767, | EXISTING SITE MIXMODE 850/LTE 700/AWS/LTE 1900/ L:ABCDEFH-> INST : Mod. 850 / LTE 1900 / New :I(2) | 1xBaseband 6631, 1xRadio 4415 B2/25, 1xAntena 80010767, | [8 empty] | #N/A
54 |  | / Desinstalación H1 1900 2020 | Proyecto Millicom Bolivia 3YPlan 2023 | ESQ | Estadio Quillacollo | In Services | -17.3913 | -66.2715 | Urban | Quillacollo | Quillacollo | Cochabamba | 25 | Poste Metálico | Enclosure 6150 | - | 0 | 0 | 3 | 0 | 0 | 3 | 0 | 0 | 6 |  | 1 BB 5216 GW-1 BB 5212 L | 3 R 2219 B5 GW | 3 | 1 BB 5216 GW | 1 | RBS 6601 | 0 R 2219 B5 GW | 0 | 0 BB 5216 GW | 0 | RBS 6601 | N/A | 0 | NA | 0 | N/A | N/A | 0 | N/A | 0 | N/A | 3 RRUS 32 B4 | 3 | 1 BB 5212 L | 1 | RBS 6601 | N/A | 0 | N/A | 0 | N/A | [5 empty] | 6 | 0 | Oscar | #N/A | 2023 | GWL | 2023-09-11 | 37 | GWL-01-Exp. LTE (HI) ; MIMO4 LTE (DEF) ; | 0 | 0 | 0 | 2 | 0 | 0 |  | 2 | 6 |  | 0 | 0 | 47 | 0 | 0 | 0 | 2 | 49 | Exp. LTE (HI) ; MIMO4 LTE (DEF) ; | DEF | HI | 3 | 1 | 0 | Baseband 6631 | N/A |  | Baseband 6631 GWL | GWL-01 | - |  | 0 | [6 empty] | INST : LTE 1900 / |  | MIC BO 3YPlan 2023_1BB_2R_49A | 1 | 1xBaseband 6631, 2xRadio 4499 44B2/25 44B66A, |  | 47xAntenna 4pH, 2xAntena 80010767, |  |  | 2 | [26 empty] | 6 | [5 empty] | 8 |  |  |  | 2 | 141 | 50 | 2 |  | 42 |  |  |  | #N/A | +591 75137341 | 2023-09-05 | 2023-09-07 |  |  | Exp. E6150 |  | 26 | 6.5 | 32.5 | 50 | [5 empty] | 1 | 1 |  | 2 | 0 | [56 empty] | 1xBaseband 6631, 2xRadio 4499 44B2/25 44B66A, 47xAntenna 4pH, 2xAntena 80010767, | EXISTING SITE MIXMODE 850/AWS/ L:DEF-> INST : LTE 1900 / New :HI | 1xBaseband 6631, 2xRadio 4499 44B2/25 44B66A, 47xAntenna 4pH, 2xAntena 80010767, | 0 | -
83 |  | / Swap CBBA 2018/High Load Cells_Only F1 | Proyecto Millicom Bolivia 3YPlan 2023 | ANF | OTB Antofagasta | In Services | -17.4077 | -66.0342 | Urban | Sacaba | Chapare | Cochabamba | 6 | Monopolo | Enclosure 6150 | - | 0 | 0 | 3 | 0 | 0 | 3 | 0 | 0 | 6 |  | 1 BB 5216 GWL | 3 R 2219 B5 GW | 3 | 1 BB 5216 GWL | 1 | RBS 6601 | 0 R 2219 B5 GW | 0 | 0 BB 5216 GWL | 0 | RBS 6601 | N/A | 0 | N/A | 0 | N/A | N/A | 0 | N/A | 0 | N/A | 3 RRUS 32 B4 | 3 | 0 BB 5216 GWL | 0 | RBS 6601 | N/A | 0 | N/A | 0 | N/A | [5 empty] | 6 | 0 |  | #N/A | 2023 | GWL | 2023-09-11 | 37 | GWL-01-Mod. 850 (3) ; Exp. LTE (I) ; | 0 | 1 | 0 | 0 | 0 | 0 |  | 1 | 6 |  | 0 | 0 | 0 | 0 | 0 | 0 | 1 | 1 | Mod. 850 (3) ; Exp. LTE (I) ; | DEF | I(3) | 3 | 1 | 0 | Baseband 6631 | N/A |  | Baseband 6631 GWL | GWL-01 | - |  | 0 | [6 empty] | INST : Mod. 850 / LTE 1900 / |  | MIC BO 3YPlan 2023_1BB_1R_1A | 11 | 1xBaseband 6631, 1xRadio 4415 B2/25, |  | 1xAntena 80010767, |  |  | 1 | [26 empty] | 2 | [6 empty] | 4 |  |  |  | 142 | 30 | 1 |  | 21 |  |  |  | #N/A | +591 75137341 | 2023-09-05 | 2023-09-07 |  |  | Exp. E6150 |  | 5 | 3 | 8 | 23 | [5 empty] | 1 | 1 | 1 |  | 0 | [56 empty] | 1xBaseband 6631, 1xRadio 4415 B2/25, 1xAntena 80010767, | EXISTING SITE MIXMODE 850/AWS/ L:DEF-> INST : Mod. 850 / LTE 1900 / New :I(3) | 1xBaseband 6631, 1xRadio 4415 B2/25, 1xAntena 80010767,
121 |  | / Desinstalación H1 1900 2020 | Proyecto Millicom Bolivia 3YPlan 2023 | UPB | UPB CBBA | In Services | -17.3968 | -66.2165 | Urban | Cocapirhua | Quillacollo | Cochabamba | 6 | Monopolo | Enclosure 6150 | - | 0 | 0 | 3 | 0 | 0 | 3 | 0 | 0 | 6 |  | 1 BB 5216 GW | 3 R 2219 B5 GW | 3 | 1 BB 5216 GW | 1 | RBS 6601 | 0 R 2219 B5 GW | 0 | 0 BB 5216 GW | 0 | RBS 6601 | N/A | 0 | NA | 0 | N/A | N/A | 0 | N/A | 0 | N/A | 3 RRUS 32 B4 | 3 | 0 BB 5212 L | 0 | RBS 6601 | N/A | 0 | N/A | 0 | N/A | [5 empty] | 6 | 0 |  | #N/A | 2023 | GWL | 2023-09-11 | 37 | GWL-01-Exp. LTE (GHI) ; MIMO4 LTE (F) ; | 0 | 2 | 0 | 1 | 0 | 0 |  | 3 | 6 |  | 0 | 0 | 0 | 0 | 0 | 0 | 3 | 3 | Exp. LTE (GHI) ; MIMO4 LTE (F) ; | DEF | GHI | 1 | 1 | 0 | Baseband 6631 | N/A |  | Baseband 6631 GWL | GWL-01 | - |  | 0 | [6 empty] | INST : LTE 1900 / |  | MIC BO 3YPlan 2023_1BB_3R_3A | 30 | 1xBaseband 6631, 2xRadio 4415 B2/25, 1xRadio 4499 44B2/25 44B66A, |  | 3xAntena 80010767, |  |  | 3 | [26 empty] | 6 | [6 empty] | 12 |  |  | 3 | 143 | 30 | 3 |  | 21 |  |  |  | #N/A | +591 75137341 | 2023-09-05 | 2023-09-07 |  | 3 | Exp. E6150 |  | 6 | 3 | 9 | 24 | [5 empty] | 1 | 1 | 2 | 1 | 0 | [56 empty] | 1xBaseband 6631, 2xRadio 4415 B2/25, 1xRadio 4499 44B2/25 44B66A, 3xAntena 80010767, | EXISTING SITE MIXMODE 850/AWS/ L:DEF-> INST : LTE 1900 / New :GHI
139 |  |  | Proyecto Millicom Bolivia 3YPlan 2023 | URSA | Urb. San Andres | In Services | -17.3418 | -66.173 | Urbano | Cercado | Cercado | Cochabamba | 6 | Monopolo | Enclosure 6150 | - | 0 | 3 | 0 | 0 | 2 | 3 | 0 | 0 | 8 |  | 1 BB 6630 WL | N/A | 0 | N/A | 0 | N/A | 3 R 2219 B5 | 3 | 1 BB 6630 WL | 1 | RBS 6630 | N/A | 0 | N/A | 0 | N/A | 2 R 4478 B12A | 2 | 0 BB 6630 WL | 0 | RBS 6630 | 3 R 4499 B2B25B66A | 3 | 0 BB 6630 WL | 0 | RBS 6630 | N/A | 0 | N/A | 0 | N/A | N/A | 0 | N/A | 0 | N/A | 8 | 0 |  | #N/A | 2023 | WL | 2023-09-11 | 37 | WL-01-Exp. LTE (G) ; MIMO4 LTE (DEF) ; | 0 | 0 | 0 | 0 | 0 | 0 |  | 0 | 8 |  | 0 | 0 | 0 | 0 | 0 | 0 | 0 | 0 | Exp. LTE (G) ; MIMO4 LTE (DEF) ; | ABCDEF | G | 2 | 0 | 0 | Keep BB 6630 | N/A |  | Keep BB 6630 WL | WL-01 | - |  | 0 | [6 empty] | INST : LTE 1900 / |  | MIC BO 3YPlan 2023 | 4 | [43 empty] | 144 | 30 | 0 |  | 21 |  |  |  | #N/A | +591 75137341 | 2023-09-05 | 2023-09-07 |  |  | Exp. E6150 |  |  |  | 0 | 14 | [67 empty] | EXISTING SITE 3G 850/LTE 700/AWS/ L:ABCDEF-> INST : LTE 1900 / New :G
115 |  |  | Proyecto Millicom Bolivia 3YPlan 2023 | TKO | Toko | In Services | -17.6268 | -65.9267 | Rural | Toko | German Jordan | Cochabamba | 60 | Selfsupported | Enclosure 6150 | - | 3 | 0 | 0 | 0 | 3 | 1 | 0 | 0 | 7 |  | 1 BB 5216 GL | 3 R 2219 B5 G | 3 | 1 BB 5216 GL | 1 | RBS 6601 | N/A | 0 | N/A | 0 | N/A | N/A | 0 | N/A | 0 | N/A | 3 RRUS 11 B12 | 3 | 0 BB 5216 GL | 0 | RBS 6601 | 1 R 4415 B66A | 1 | 0 BB5216 GL | 0 | N/A | N/A | 0 | N/A | 0 | N/A | [5 empty] | 7 | 0 | Oscar | #N/A | 2023 | GL | 2023-09-11 | 37 | GL-01-Exp. LTE (EG) ; MIMO4 LTE (D) ; | 0 | 0 | 1 | 1 | 0 | 0 |  | 2 | 7 |  | 0 | 0 | 0 | 0 | 0 | 0 | 2 | 2 | Exp. LTE (EG) ; MIMO4 LTE (D) ; | ABCD | EG | 1 | 1 | 0 | Baseband 6631 | N/A |  | Baseband 6631 GL | GL-01 | - |  | 0 | [6 empty] | INST : LTE 1900 / LTE AWS / |  | MIC BO 3YPlan 2023_1BB_2R_2A | 33 | 1xBaseband 6631, 1xRadio 4415 B66A, 1xRadio 4499 44B2/25 44B66A, |  | 2xAntena 80010767, |  |  | 2 | [24 empty] | 4 | [5 empty] | 4 |  | 6 | 2 |  |  | 2 | 145 | 100 | 2 |  | 81 |  |  |  | #N/A | +591 75137341 | 2023-09-05 | 2023-09-07 |  |  | Exp. E6150 |  | 55 | 9 | 64 | 86 | [5 empty] | 1 | 0 | 1 | 1 | [13 empty] | 0 | [35 empty] | 1 | 51 | AB | [5 empty] | 1xBaseband 6631, 1xRadio 4415 B66A, 1xRadio 4499 44B2/25 44B66A, 2xAntena 80010767, | EXISTING SITE 2G/LTE 700/AWS/ L:ABCD-> INST : LTE 1900 / LTE AWS / New :EG
71 |  |  | Proyecto Millicom Bolivia 3YPlan 2023 | CUA | Las Cuadras | In Services | -17.3966 | -66.1416 | Urban | Cochabamba | Cercado (CBBA) | Cochabamba | 6 | Monopolo | Enclosure 6150 | - | 0 | 0 | 3 | 0 | 3 | 3 | 0 | 0 | 9 |  | 1 BB 5216 GW-1 BB 5212 L | 3 R 2219 B5 GW | 3 | 1 BB 5216 GW | 1 | RBS 6601_SHARE | 0 R 2219 B5 GW | 0 | 0 BB 5216 GW | 0 | RBS 6601_SHARE | N/A | 0 | N/A | 0 | N/A | 3 RRUS 11 B12 | 3 | 1 BB 5212 L | 1 | RBS 6601_SHARE | 3 RRUS 32 B4 | 3 | 0 BB 5212 L | 0 | RBS 6601_SHARE | N/A | 0 | N/A | 0 | N/A | [5 empty] | 9 | 0 | Brian | #N/A | 2023 | GWL | 2023-09-14 | 37 | GWL-01-Exp. LTE (GI) ; | 0 | 2 | 0 | 0 | 0 | 0 |  | 2 | 9 |  | 0 | 0 | 0 | 0 | 0 | 0 | 2 | 2 | Exp. LTE (GI) ; | ABCDEF | GI | 4 | 1 | 0 | Baseband 6631 | N/A |  | Baseband 6631 GWL | GWL-01 | - |  | 0 | [6 empty] | INST : LTE 1900 / |  | MIC BO 3YPlan 2023_1BB_2R_2A | 33 | 1xBaseband 6631, 2xRadio 4415 B2/25, |  | 2xAntena 80010767, |  |  | 2 | [26 empty] | 4 | [6 empty] | 8 |  |  |  | 146 | 30 | 2 |  | 21 |  |  |  | #N/A | +591 75137341 | 2023-09-05 | 2023-09-07 |  |  | Exp. E6150 |  | 6 | 6 | 12 | 27 | [5 empty] | 1 | 1 | 2 | [58 empty] | 1xBaseband 6631, 2xRadio 4415 B2/25, 2xAntena 80010767, | EXISTING SITE MIXMODE 850/LTE 700/AWS/ L:ABCDEF-> INST : LTE 1900 / New :GI | 1xBaseband 6631, 2xRadio 4415 B2/25, 2xAntena 80010767, | [8 empty] | #N/A
80 |  | RO 2021 - LTE Capacity H1_119 Sitios / LTE RO 2020 Capacity H1 - 1900Mhz | Proyecto Millicom Bolivia 3YPlan 2023 | MTA | Mutualista | In Services | -17.7606 | -63.1599 | Urban | Santa Cruz de la Sierra | Andres Ibanez | Santa Cruz | 20 | Monopolo | PBC6200 | - | 3 | 3 | 0 | 0 | 3 | 3 | 3 | 0 | 15 |  | 1 BB 6630 GL-1 DUW 31 01 | 3 RRU 12 B5 | 3 | 1 BB 6630 GL | 1 | RBS 6630 | 3 RRU 01 B5 | 3 | 1 DUW 31 01 | 1 | RBS6601 | N/A | 0 | N/A | 0 | N/A | 3 R 4478 B12A | 3 | 0 BB 6630 GL | 0 | RBS 6630 | 1 RRUS 11 B4 ; 2 RRUS 32 B4 | 3 | 0 BB 6630 GL | 0 | RBS 6630 | 3 R 2217B2 | 3 | 0 BB 6630 GL | 0 | RBS 6630 | [5 empty] | 15 | 0 |  | #N/A | 2023 | GWL | 2023-09-14 | 37 | GL-01-Mod. 850 (1-2-3) ; AAS FDD (DEFGHI) ; | 3 | 0 | 0 | 0 | 0 | 3 |  | 6 | 15 |  | 0 | 0 | 0 | 0 | 0 | 0 | 0 | 0 | Mod. 850 (1-2-3) ; AAS FDD (DEFGHI) ; | ABCDEFGHI | (1-2-3) | 26 | 0 | 2 | Keep BB 6630 | Baseband 6651 |  | Keep BB 6630 GL-Baseband 6651 L | GL-01 | L-01 |  | 0 | [6 empty] | INST : Mod. 850 / AAS FDD AWS&1900 / |  | MIC BO 3YPlan 2023_2BB_6R | 11 | 2xBaseband 6651, 3xRadio 2219 B5, 3xRadio AAS B25/B66, | [31 empty] | 6 | [10 empty] | 147 | 50 | 6 |  | 36 |  |  |  | #N/A | +591 75137341 | 2023-09-05 | 2023-09-07 |  |  | Exp. PBC |  | 10 | 12 | 22 | 39 | [10 empty] | 1 |  | 1 | 2 | 2 | [7 empty] | 3 | 6 | ABC | 0 | Soportes para antenas air en mastil (rooftop) de 3'' | [39 empty] | 2xBaseband 6651, 3xRadio 2219 B5, 3xRadio AAS B25/B66, | EXISTING SITE 2G/3G 850/LTE 700/AWS/LTE 1900/ L:ABCDEFGHI-> INST : Mod. 850 / AAS FDD AWS&1900 / New :(1-2-3) | 2xBaseband 6651, 3xRadio 2219 B5, 3xRadio AAS B25/B66, | [8 empty] | OK
88 |  | / Desinstalación H1 1900 2020 | Proyecto Millicom Bolivia 3YPlan 2023 | PAP | Papa Paulo | In Services | -17.3837 | -66.1455 | Urban | Cochabamba | Cercado (CBBA) | Cochabamba | 20 | Monopolo | PBC6200 | - | 0 | 0 | 3 | 0 | 0 | 3 | 0 | 0 | 6 |  | 1 BB 5216 GW-1 BB 5212 L | 3 R 2219 B5 GW | 3 | 1 BB 5216 GW | 1 | RBS 6601_SHARE | 0 R 2219 B5 GW | 0 | 0 BB 5216 GW | 0 | RBS 6601_SHARE | N/A | 0 | NA | 0 | N/A | N/A | 0 | N/A | 0 | N/A | 3 RRUS 32 B4 | 3 | 1 BB 5212 L | 1 | RBS6601_SHARE | N/A | 0 | N/A | 0 | N/A | [5 empty] | 6 | 0 |  | #N/A | 2023 | GWL | 2023-09-14 | 37 | GWL-01-Exp. LTE (GHI) ; MIMO4 LTE (DEF) ; | 0 | 0 | 0 | 3 | 0 | 0 |  | 3 | 6 |  | 0 | 0 | 3 | 0 | 0 | 0 | 0 | 3 | Exp. LTE (GHI) ; MIMO4 LTE (DEF) ; | DEF | GHI | 2 | 1 | 0 | Baseband 6631 | N/A |  | Baseband 6631 GWL | GWL-01 | - |  | 0 | [6 empty] | INST : LTE 1900 / |  | MIC BO 3YPlan 2023_1BB_3R_3A | 30 | 1xBaseband 6631, 3xRadio 4499 44B2/25 44B66A, |  | 3xAntenna 4pH, | [35 empty] | 12 |  |  |  |  | 148 | 50 | 3 |  | 36 |  |  |  | #N/A | +591 75137341 | 2023-09-05 | 2023-09-07 |  |  | Exp. PBC |  | 14.5 | 10 | 24.5 | 41 | [10 empty] | 1 |  | 1 | 1 | [38 empty] | 1 | 23.5 | AC | [11 empty] | 1xBaseband 6631, 3xRadio 4499 44B2/25 44B66A, 3xAntenna 4pH, | EXISTING SITE MIXMODE 850/AWS/ L:DEF-> INST : LTE 1900 / New :GHI | 1xBaseband 6631, 3xRadio 4499 44B2/25 44B66A, 3xAntenna 4pH, | [8 empty] | #N/A
90 |  | / Swap CBBA 2018 | Proyecto Millicom Bolivia 3YPlan 2023 | PQM | Parque de La Mujer | In Services | -17.3895 | -66.1514 | Urban | Cochabamba | Cercado (CBBA) | Cochabamba | 6 | Monopolo | Enclosure 6150 | - | 0 | 0 | 3 | 0 | 0 | 3 | 0 | 0 | 6 |  | 1 BB 5216 GW-1 BB 5212 L | 3 R 2219 B5 GW | 3 | 1 BB 5216 GW | 1 | RBS 6601 | 0 R 2219 B5 GW | 0 | 0 BB 5216 GW | 0 | RBS 6601 | N/A | 0 | N/A | 0 | N/A | N/A | 0 | N/A | 0 | N/A | 3 RRUS 32 B4 | 3 | 1 BB 5212 L | 1 | RBS 6601 | N/A | 0 | N/A | 0 | N/A | [5 empty] | 6 | 0 |  | #N/A | 2023 | GWL | 2023-09-14 | 37 | GWL-01-Mod. 850 (3) ; Exp. LTE (HI) ; | 0 | 2 | 0 | 0 | 0 | 0 |  | 2 | 6 |  | 0 | 0 | 0 | 0 | 0 | 0 | 2 | 2 | Mod. 850 (3) ; Exp. LTE (HI) ; | DEF | HI(3) | 1 | 1 | 0 | Baseband 6631 | N/A |  | Baseband 6631 GWL | GWL-01 | - |  | 0 | [6 empty] | INST : Mod. 850 / LTE 1900 / |  | MIC BO 3YPlan 2023_1BB_2R_2A | 33 | 1xBaseband 6631, 2xRadio 4415 B2/25, |  | 2xAntena 80010767, |  |  | 2 | [26 empty] | 4 | [6 empty] | 8 |  |  | 2 | 149 | 30 | 2 |  | 21 |  |  |  | #N/A | +591 75137341 | 2023-09-05 | 2023-09-07 |  |  | Exp. E6150 |  | 6 | 6 | 12 | 27 | [5 empty] | 1 | 0 | 2 | [58 empty] | 1xBaseband 6631, 2xRadio 4415 B2/25, 2xAntena 80010767, | EXISTING SITE MIXMODE 850/AWS/ L:DEF-> INST : Mod. 850 / LTE 1900 / New :HI(3) | 1xBaseband 6631, 2xRadio 4415 B2/25, 2xAntena 80010767, | [8 empty] | #N/A
136 |  | RO H1 2022 Capacity / LTE RO 2019 Capacity H1 | Proyecto Millicom Bolivia 3YPlan 2023 | UDS | Upds | In Services | -17.7578 | -63.1718 | Urban | Santa Cruz de la Sierra | Andres Ibanez | Santa Cruz | 25 | Selfsupported | RBS6101 | - | 0 | 3 | 0 | 0 | 0 | 3 | 3 | 0 | 9 |  | 1 BB 6630 WL | N/A | 0 | N/A | 0 | N/A | 3 RRU 01 B5 | 3 | 1 BB 6630 WL | 1 | RBS 6601 | N/A | 0 | N/A | 0 | N/A | N/A | 0 | N/A | 0 | N/A | 1 RRU 32 B4 ; 2 Radio 4415B66A | 3 | 0 BB 6630 WL | 0 | RBS 6601 | 3 R 4415 B2/B25 | 3 | 0 BB 6630 WL | 0 | RBS 6601 | [5 empty] | 9 | 0 |  | #N/A | 2023 | WL | 2023-09-14 | 37 | WL-01-Mod. 850 (1-2-3) ; AAS FDD (DEFGHI) ; | 3 | 0 | 0 | 0 | 0 | 3 |  | 6 | 9 |  | 0 | 0 | 0 | 0 | 0 | 0 | 0 | 0 | Mod. 850 (1-2-3) ; AAS FDD (DEFGHI) ; | DEFGHI | (1-2-3) | 26 | 0 | 2 | Keep BB 6630 | Baseband 6651 |  | Keep BB 6630 WL - Baseband 6651 L | WL-01 | L-01 |  | 0 | [6 empty] | INST : Mod. 850 / AAS FDD AWS&1900 / |  | MIC BO 3YPlan 2023_2BB_6R | 11 | 2xBaseband 6651, 3xRadio 2219 B5, 3xRadio AAS B25/B66, | [31 empty] | 6 | [10 empty] | 150 | 50 | 6 |  | 42 |  |  |  | #N/A | +591 75137341 | 2023-09-05 | 2023-09-07 |  |  | Exp. RBS6101 |  | 25 | 5 | 30 | 48 | [16 empty] | 1 |  | 3 | [47 empty] | 2xBaseband 6651, 3xRadio 2219 B5, 3xRadio AAS B25/B66, | EXISTING SITE 3G 850/AWS/LTE 1900/ L:DEFGHI-> INST : Mod. 850 / AAS FDD AWS&1900 / New :(1-2-3)
9 |  | / Swap CBBA 2018 | Proyecto Millicom Bolivia 3YPlan 2023 | ACB | Automovil Club | In Services | -17.3929 | -66.1746 | Urban | Cochabamba | Cercado (CBBA) | Cochabamba | 40 | Selfsupported | PBC6200 | - | 0 | 0 | 3 | 0 | 0 | 3 | 0 | 0 | 6 |  | 1 BB 5216 GW-1 BB 5212 L | 3 R 2219 B5 GW | 3 | 1 BB 5216 GW | 1 | RBS 6601 | 0 R 2219 B5 GW | 0 | 0 BB 5216 GW | 0 | RBS 6601 | N/A | 0 | N/A | 0 | N/A | N/A | 0 | N/A | 0 | N/A | 3 RRUS 32 B4 | 3 | 1 BB 5212 L | 1 | RBS 6601 | N/A | 0 | N/A | 0 | N/A | [5 empty] | 6 | 0 | Oscar | #N/A | 2023 | GWL | 2023-09-11 | 37 | GWL-01-Exp. LTE (HI) ; MIMO4 LTE (DEF) ; | 0 | 0 | 0 | 2 | 0 | 0 |  | 2 | 6 |  | 0 | 0 | 2 | 0 | 0 | 0 | 0 | 2 | Exp. LTE (HI) ; MIMO4 LTE (DEF) ; | DEF | HI | 3 | 1 | 0 | Baseband 6631 | N/A |  | Baseband 6631 GWL | GWL-01 | - |  | 0 | [6 empty] | INST : LTE 1900 / |  | MIC BO 3YPlan 2023_1BB_2R_2A | 33 | 1xBaseband 6631, 2xRadio 4499 44B2/25 44B66A, |  | 2xAntenna 4pH, | [35 empty] | 8 |  |  |  | 0 | 151 | 70 | 2 |  | 59 |  |  |  | #N/A | +591 71369827 | 2023-09-05 | 2023-09-07 |  |  | Exp. PBC |  | 35 | 6 | 41 | 60 | [10 empty] | 1 |  | 1 | 1 | [41 empty] | 1 | 30.5 | AC | [8 empty] | 1xBaseband 6631, 2xRadio 4499 44B2/25 44B66A, 2xAntenna 4pH, | EXISTING SITE MIXMODE 850/AWS/ L:DEF-> INST : LTE 1900 / New :HI | 1xBaseband 6631, 2xRadio 4499 44B2/25 44B66A, 2xAntenna 4pH, | 0 | 14
26 |  | / Desinstalación H1 1900 2020 | Proyecto Millicom Bolivia 3YPlan 2023 | BMC | B. Morcocal | In Services | -17.3843 | -66.2191 | Urban | Cocapirhua | Quillacollo | Cochabamba | 40 | Selfsupported | PBC6200 | - | 0 | 0 | 3 | 0 | 0 | 3 | 0 | 0 | 6 |  | 1 BB 5216 GW-1 BB 5212 L | 3 R 2219 B5 GW | 3 | 1 BB 5216 GW | 1 | RBS6601 Share | 0 R 2219 B5 GW | 0 | 0 BB 5216 GW | 0 | RBS6601 | N/A | 0 | NA | 0 | N/A | N/A | 0 | N/A | 0 | N/A | 3 RRUS 32 B4 | 3 | 1 BB 5212 L | 1 | RBS6601 Share | N/A | 0 | N/A | 0 | N/A | [5 empty] | 6 | 0 |  | #N/A | 2023 | GWL | 2023-09-11 | 37 | GWL-01-Exp. LTE (HI) ; MIMO4 LTE (DEF) ; | 0 | 0 | 0 | 2 | 0 | 0 |  | 2 | 6 |  | 0 | 0 | 2 | 0 | 0 | 0 | 0 | 2 | Exp. LTE (HI) ; MIMO4 LTE (DEF) ; | DEF | HI | 3 | 1 | 0 | Baseband 6631 | N/A |  | Baseband 6631 GWL | GWL-01 | - |  | 0 | [6 empty] | INST : LTE 1900 / |  | MIC BO 3YPlan 2023_1BB_2R_2A | 33 | 1xBaseband 6631, 2xRadio 4499 44B2/25 44B66A, |  | 2xAntenna 4pH, | [35 empty] | 8 |  |  |  | 0 | 152 | 70 | 2 |  | 59 |  |  |  | #N/A | +591 71369827 | 2023-09-05 | 2023-09-07 |  |  | Exp. PBC |  | 37 | 5 | 42 | 61 | [10 empty] | 1 |  | 1 | [53 empty] | 1xBaseband 6631, 2xRadio 4499 44B2/25 44B66A, 2xAntenna 4pH, | EXISTING SITE MIXMODE 850/AWS/ L:DEF-> INST : LTE 1900 / New :HI | 1xBaseband 6631, 2xRadio 4499 44B2/25 44B66A, 2xAntenna 4pH, | 0 | - | [6 empty] | #N/A
109 |  | / LTE RO 2020 Capacity H1 - AWS | Proyecto Millicom Bolivia 3YPlan 2023 | SGL | Siglo XX | In Services | -17.4297 | -66.1313 | Urban | Cochabamba | Cercado (CBBA) | Cochabamba | 25 | Selfsupported | Enclosure 6150 | - | 0 | 0 | 3 | 0 | 0 | 3 | 0 | 0 | 6 |  | 1 BB 5216 GW-1 BB 5212 L | 3 R 2219 B5 GW | 3 | 1 BB 5216 GW | 1 | RBS6601_SHARE | 0 R 2219 B5 GW | 0 | 0 BB 5216 GW | 0 | RBS6601_SHARE | N/A | 0 | NA | 0 | N/A | N/A | 0 | N/A | 0 | N/A | 2 R 4415 B66A ; 1 RRUS 32 B4 | 3 | 1 BB 5212 L | 1 | RBS 6601_SHARE | N/A | 0 | N/A | 0 | N/A | [5 empty] | 6 | 0 | Brian | #N/A | 2023 | GWL | 2023-09-11 | 37 | GWL-01-Exp. LTE (GI) ; | 0 | 2 | 0 | 0 | 0 | 0 |  | 2 | 6 |  | 0 | 0 | 0 | 0 | 0 | 0 | 2 | 2 | Exp. LTE (GI) ; | DEF | GI | 4 | 1 | 0 | Baseband 6631 | N/A |  | Baseband 6631 GWL | GWL-01 | - |  | 0 | [6 empty] | INST : LTE 1900 / |  | MIC BO 3YPlan 2023_1BB_2R_2A | 33 | 1xBaseband 6631, 2xRadio 4415 B2/25, |  | 2xAntena 80010767, |  |  | 2 | [26 empty] | 4 | [5 empty] | 8 |  |  |  | 2 | 153 | 50 | 2 |  | 42 |  |  |  | #N/A | +591 71369827 | 2023-09-05 | 2023-09-07 |  |  | Exp. E6150 |  | 24 | 5 | 29 | 46 | [6 empty] | 1 | 2 | [58 empty] | 1xBaseband 6631, 2xRadio 4415 B2/25, 2xAntena 80010767, | EXISTING SITE MIXMODE 850/AWS/ L:DEF-> INST : LTE 1900 / New :GI
148 |  | RO 2022 H1 New Sites | Proyecto Millicom Bolivia 3YPlan 2023 | LCS2 | La Casona 2 | In Services | -17.7845 | -63.089 | Urbano | - | - | Santa Cruz | 40 | Selfsupported | Enclosure 6150 | - | 0 | 3 | 0 | 0 | 2 | 0 | 0 | 0 | 5 |  | 1 BB 6630 WL | N/A | 0 | N/A | 0 | N/A | 3 R 2219 B5 | 3 | 1 BB 6630 WL | 1 | RBS 6630 | N/A |  | N/A |  | N/A | 2 R 4478 B12A | 2 | 0 BB 6630 WL | 0 | RBS 6630 | N/A | 0 | N/A | 0 | N/A | N/A | 0 | N/A | 0 | N/A | N/A | 0 | N/A | 0 | N/A | 5 | 0 | Brian | #N/A | 2023 | WL | 2023-09-11 | 37 | WL-01-Exp. LTE (EFHI) ; | 0 | 0 | 0 | 2 | 0 | 0 |  | 2 | 5 | 2 | 0 | 0 | 0 | 0 | 0 | 0 | 0 | 0 | Exp. LTE (EFHI) ; | ABC | EFHI | 1 | 0 | 0 | Keep BB 6630 | N/A |  | Keep BB 6630 WL | WL-01 | - |  | 0 | [6 empty] | INST : LTE 1900 / LTE AWS / |  | MIC BO 3YPlan 2023_2R | 10 | 2xRadio 4499 44B2/25 44B66A, | [37 empty] | 8 |  |  |  |  | 154 | 70 | 2 |  | 59 |  |  |  | #N/A | +591 71369827 | 2023-09-05 | 2023-09-07 |  |  | Exp. E6150 |  | 40 | 5 | 45 | 64 | [66 empty] | 2xRadio 4499 44B2/25 44B66A, | EXISTING SITE 3G 850/LTE 700/ L:ABC-> INST : LTE 1900 / LTE AWS / New :EFHI
3 |  | / LTE RO 2020 Capacity H1 - 1900Mhz | Proyecto Millicom Bolivia 3YPlan 2023 | 3ANI | 3er. Anillo Mutualista | In Services | -17.7636 | -63.1629 | Urban | Santa Cruz de la Sierra | Andres Ibanez | Santa Cruz | 9 | Monopolo | RBS6101 | - | 3 | 3 | 0 | 0 | 0 | 3 | 3 | 0 | 12 |  | 1 DUG 20 01-1 DUW 31 01-1 DUS 31 02 | 3 RRUS 01B5 G | 3 | 1 DUG 20 01 | 1 | RBS 6101_SHARE | 3 RRU 01 B5 | 3 | 1 DUW 31 01 | 1 | RBS 6101 | N/A | 0 | N/A | 0 | N/A | N/A | 0 | N/A | 0 | N/A | 3 RRUS 11 B4 | 3 | 1 DUS 31 02 | 1 | RBS 6101_SHARE | 3 R 2217B2 | 3 | 0 DUS 31 02 | 0 | RBS 6601_SHARE | [5 empty] | 12 | 0 | Oscar | #N/A | 2023 | GWL | 2023-09-14 | 40 | GWL-01-Mod. 850 (1-2-3) ; Exp. LTE (C) ; AAS FDD (DEGH) ; Sectorizar (FI) | 3 | 0 | 0 | 1 | 1 | 2 |  | 7 | 12 |  | 0 | 0 | 0 | 1 | 0 | 1 | 0 | 2 | Mod. 850 (1-2-3) ; Exp. LTE (C) ; AAS FDD (DEGH) ; Sectorizar (FI) | DEFGHI | C(1-2-3) | 2 | 1 | 2 | Baseband 6631 | Baseband 6651 |  | Baseband 6631 GWL-Baseband 6651 L | GWL-01 | L-01 |  | 0 | [6 empty] | INST : Mod. 850 / LTE 700 / Sectorize AWS&1900 / AAS FDD AWS&1900 / |  | MIC BO 3YPlan 2023_3BB_7R_2A | 1 | 1xBaseband 6631, 2xBaseband 6651, 3xRadio 2219 B5, 1xRadio 4499 44B2/25 44B66A, 1xRadio 4478 B12A, 2xRadio AAS B25/B66, |  | 1xAntenna 4pL, 1xTwin Beam Antenna, | [29 empty] | 6 | [5 empty] | 6 |  |  |  |  | 155 | 30 | 7 |  | 24 |  |  |  | #N/A | +591 71369827 | 2023-09-05 | 2023-09-07 |  |  | Exp. RBS6101 |  | 6 | 5 | 11 | 26 | [15 empty] | 1 |  |  | 3 |  |  |  | 2 | 5 | AB |  | Soportes para antenas air en mastil (rooftop) de 3'' | [39 empty] | 1xBaseband 6631, 2xBaseband 6651, 3xRadio 2219 B5, 1xRadio 4499 44B2/25 44B66A, 1xRadio 4478 B12A, 2xRadio AAS B25/B66, 1xAntenna 4pL, 1xTwin Beam Antenna, | EXISTING SITE 2G/3G 850/AWS/LTE 1900/ L:DEFGHI-> INST : Mod. 850 / LTE 700 / Sectorize AWS&1900 / AAS FDD AWS&1900 / New :C(1-2-3) | 1xBaseband 6631, 2xBaseband 6651, 3xRadio 2219 B5, 1xRadio 4499 44B2/25 44B66A, 1xRadio 4478 B12A, 2xRadio AAS B25/B66, 1xAntenna 4pL, 1xTwin Beam Antenna, | 0 | - | [6 empty] | #N/A |  |  |  |  | D
31 |  |  | Proyecto Millicom Bolivia 3YPlan 2023 | BAZ | Bajo Aranjuez | In Services | -17.3759 | -66.1478 | Urban | Cochabamba | Cercado (CBBA) | Cochabamba | 6 | Monopolo | Enclosure 6150 | - | 0 | 0 | 3 | 0 | 0 | 3 | 2 | 0 | 8 |  | 1 BB 5216 GWL | 3 R 2219 B5 GW | 3 | 1 BB 5216 GWL | 1 | RBS 6601 | 0 R 2219 B5 GW | 0 | 0 BB 5216 GWL | 0 | RBS 6601 | N/A | 0 | N/A | 0 | N/A | N/A | 0 | N/A | 0 | N/A | 3 RRUS 32 B4 | 3 | 0 BB 5216 GWL | 0 | RBS 6601 | 2 R 4415 B2/B25 | 2 | 0 BB 5216 GWL | 0 | RBS 6601 | [5 empty] | 8 | 0 |  | #N/A | 2023 | GWL | 2023-09-14 | 41 | GWL-01-Mod. 850 (2) ; Exp. LTE (BCG) ; | 0 | 1 | 0 | 0 | 1 | 0 |  | 2 | 8 |  | 2 | 0 | 1 | 0 | 0 | 0 | 0 | 3 | Mod. 850 (2) ; Exp. LTE (BCG) ; | DEFHI | BCG(2) | 1 | 1 | 0 | Baseband 6631 | N/A |  | Baseband 6631 GWL | GWL-01 | - |  | 0 | [6 empty] | INST : Mod. 850 / LTE 700 / LTE 1900 / |  | MIC BO 3YPlan 2023_1BB_2R_3A | 5 | 1xBaseband 6631, 1xRadio 4415 B2/25, 1xRadio 4478 B12A, |  | 2xAntenna 2pL, 1xAntenna 4pH, | [29 empty] | 2 | [5 empty] | 6 | 2 |  |  |  | 156 | 30 | 2 |  | 21 |  |  |  | #N/A | +591 71369827 | 2023-09-05 | 2023-09-07 |  |  | Exp. E6150 |  | 6 | 10 | 16 | 32 | [5 empty] | 1 | 1 | 2 |  | 1 | [56 empty] | 1xBaseband 6631, 1xRadio 4415 B2/25, 1xRadio 4478 B12A, 2xAntenna 2pL, 1xAntenna 4pH, | EXISTING SITE MIXMODE 850/AWS/LTE 1900/ L:DEFHI-> INST : Mod. 850 / LTE 700 / LTE 1900 / New :BCG(2) | 1xBaseband 6631, 1xRadio 4415 B2/25, 1xRadio 4478 B12A, 2xAntenna 2pL, 1xAntenna 4pH, | [8 empty] | new
55 |  |  | Proyecto Millicom Bolivia 3YPlan 2023 | FAG | Facultad de Agronomía | In Services | -17.4447 | -66.1338 | Urban | Cochabamba | Cercado (CBBA) | Cochabamba | 40 | Selfsupported | PBC6200 | - | 0 | 0 | 3 | 0 | 0 | 3 | 0 | 0 | 6 |  | 1 BB 5216 GWL | 3 R 2219 B5 GW | 3 | 1 BB 5216 GWL | 1 | RBS6601 | 0 R 2219 B5 GW | 0 | 0 BB 5216 GWL | 0 | RBS6601 | N/A | 0 | N/A | 0 | N/A | N/A | 0 | N/A | 0 | N/A | 3 RRUS 32 B4 | 3 | 0 BB 5216 GWL | 0 | RBS6601 | N/A | 0 | N/A | 0 | N/A | [5 empty] | 6 | 0 | Brian | #N/A | 2023 | GWL | 2023-09-14 | 37 | GWL-01-Exp. LTE (GHI) ; | 0 | 3 | 0 | 0 | 0 | 0 |  | 3 | 6 |  | 0 | 0 | 0 | 0 | 0 | 0 | 3 | 3 | Exp. LTE (GHI) ; | DEF | GHI | 2 | 1 | 0 | Baseband 6631 | N/A |  | Baseband 6631 GWL | GWL-01 | - |  | 0 | [6 empty] | INST : LTE 1900 / |  | MIC BO 3YPlan 2023_1BB_3R_3A | 30 | 1xBaseband 6631, 3xRadio 4415 B2/25, |  | 3xAntena 80010767, |  |  | 3 | [26 empty] | 6 | [5 empty] | 12 |  |  |  | 3 | 157 | 70 | 3 |  | 59 |  |  |  | #N/A | +591 71369827 | 2023-09-05 | 2023-09-07 |  |  | Exp. PBC |  | 41 | 5 | 46 | 65 | [10 empty] | 1 | 1 |  | 1 | 1 | [51 empty] | 1xBaseband 6631, 3xRadio 4415 B2/25, 3xAntena 80010767, | EXISTING SITE MIXMODE 850/AWS/ L:DEF-> INST : LTE 1900 / New :GHI | 1xBaseband 6631, 3xRadio 4415 B2/25, 3xAntena 80010767, | 0 | - | [9 empty] | Reuso de Antena |  | DEF
61 |  | / LTE RO 2020 Capacity H1 - 1900Mhz | Proyecto Millicom Bolivia 3YPlan 2023 | HCN | Homecenter | In Services | -17.7528 | -63.175 | Urban | Santa Cruz de la Sierra | Andres Ibanez | Santa Cruz | 25 | Selfsupported | RBS6101 | - | 3 | 3 | 0 | 0 | 0 | 3 | 3 | 0 | 12 |  | 1 DUG 20 01-1 DUW 31 01-1 DUS 31 01 | 3 RRUS 01 B5 | 3 | 1 DUG 20 01 | 1 | RBS 6601_SHARE | 3 RRU 01 B5 | 3 | 1 DUW 31 01 | 1 | RBS 6601 | N/A | 0 | N/A | 0 | N/A | N/A | 0 | N/A | 0 | N/A | 3 RRUS 11 B4 | 3 | 1 DUS 31 01 | 1 | RBS6601_SHARE | 3 R 2217B2 | 3 | 0 DUS 31 01 | 0 | RBS6601_SHARE | [5 empty] | 12 | 0 |  | #N/A | 2023 | GWL | 2023-09-14 | 37 | GWL-01-Mod. 850 (1-2-3) ; AAS FDD (DEFGHI) ; | 3 | 0 | 0 | 0 | 0 | 3 |  | 6 | 12 |  | 0 | 0 | 0 | 0 | 0 | 0 | 0 | 0 | Mod. 850 (1-2-3) ; AAS FDD (DEFGHI) ; | DEFGHI | (1-2-3) | 26 | 1 | 2 | Baseband 6631 | Baseband 6651 |  | Baseband 6631 GWL-Baseband 6651 L | GWL-01 | L-01 |  | 0 | [6 empty] | INST : Mod. 850 / AAS FDD AWS&1900 / |  | MIC BO 3YPlan 2023_3BB_6R | 9 | 1xBaseband 6631, 2xBaseband 6651, 3xRadio 2219 B5, 3xRadio AAS B25/B66, | [29 empty] | 6 | [12 empty] | 158 | 50 | 6 |  | 42 |  |  |  | #N/A | +591 71369827 | 2023-09-05 | 2023-09-07 |  |  | Exp. RBS6101 |  | 24 | 6 | 30 | 48 | [18 empty] | 3 | [47 empty] | 1xBaseband 6631, 2xBaseband 6651, 3xRadio 2219 B5, 3xRadio AAS B25/B66, | EXISTING SITE 2G/3G 850/AWS/LTE 1900/ L:DEFGHI-> INST : Mod. 850 / AAS FDD AWS&1900 / New :(1-2-3) | 1xBaseband 6631, 2xBaseband 6651, 3xRadio 2219 B5, 3xRadio AAS B25/B66, | 0 | - | [6 empty] | #N/A
98 |  | RO 2021 - LTE Capacity H1_119 Sitios / LTE RO 2020 Capacity H1 - 1900Mhz | Proyecto Millicom Bolivia 3YPlan 2023 | RAM | Ramada | In Services | -17.7925 | -63.1887 | Urban | Santa Cruz de la Sierra | Andres Ibanez | Santa Cruz | 18 | Monopolo | PBC6200 | - | 3 | 3 | 0 | 0 | 3 | 3 | 3 | 0 | 15 |  | 1 DUG 20 01-1 DUW 31 01-1 DUS 31 02 | 3 RRUS 12 B5 | 3 | 1 DUG 20 01 | 1 | RBS 6601_SHARE | 3 RRUS 01 B5 | 3 | 1 DUW 31 01 | 1 | RBS 6601 | N/A | 0 | N/A | 0 | N/A | 2 R 4478 B12A | 3 | 1 DUS 31 02 | 1 | RBS 6601 | 3 RRUS 11 B4 | 3 | 0 DUS 31 02 | 0 | RBS 6601 | 3 R 2217B2 | 3 | 0 DUS 31 02 | 0 | RBS 6601 | [5 empty] | 15 | 0 | Brian | #N/A | 2023 | GWL | 2023-09-28 | 43 | GWL-01-Mod. 850 (1-2-3) ; Exp. LTE (C) ; AAS FDD (DG) ; Sectorizar (EFHI) | 3 | 0 | 0 | 2 | 1 | 1 |  | 7 | 15 |  | 0 | 0 | 0 | 1 | 0 | 2 | 0 | 3 | Mod. 850 (1-2-3) ; Exp. LTE (C) ; AAS FDD (DG) ; Sectorizar (EFHI) | ABDEFGHI | C(1-2-3) | 1 | 1 | 1 | Baseband 6631 | Baseband 6651 |  | Baseband 6631 GWL-Baseband 6651 L | GWL-01 | L-01 |  | 0 | [6 empty] | INST : Mod. 850 / LTE 700 / Sectorize AWS&1900 / AAS FDD AWS&1900 / |  | MIC BO 3YPlan 2023_2BB_7R_3A | 3 | 1xBaseband 6631, 1xBaseband 6651, 3xRadio 2219 B5, 2xRadio 4499 44B2/25 44B66A, 1xRadio 4478 B12A, 1xRadio AAS B25/B66, |  | 1xAntenna 4pL, 2xTwin Beam Antenna, | [35 empty] | 16 |  |  |  |  | 307 | 50 | 7 |  | 34 |  |  |  | #N/A | +591 71369827 | 2023-10-19 | 2023-10-20 |  |  | Exp. PBC |  | 10 | 8 | 18 | 34 | [10 empty] | 1 |  | 1 | 2 | 2 | [51 empty] | 1xBaseband 6631, 1xBaseband 6651, 3xRadio 2219 B5, 2xRadio 4499 44B2/25 44B66A, 1xRadio 4478 B12A, 1xRadio AAS B25/B66, 1xAntenna 4pL, 2xTwin Beam Antenna, | EXISTING SITE 2G/3G 850/LTE 700/AWS/LTE 1900/ L:ABDEFGHI-> INST : Mod. 850 / LTE 700 / Sectorize AWS&1900 / AAS FDD AWS&1900 / New :C(1-2-3)
60 |  |  | Proyecto Millicom Bolivia 3YPlan 2023 | HPD | Hipodromo | In Services | -17.3874 | -66.1869 | Urban | Cochabamba | Cercado (CBBA) | Cochabamba | 40 | Selfsupported | PBC6200 | - | 0 | 0 | 3 | 0 | 0 | 3 | 0 | 0 | 6 |  | 1 BB 5216 GW-1 BB 5212 L | 3 R 2219 B5 GW | 3 | 1 BB 5216 GW | 1 | RBS 6601_SHARE | 0 R 2219 B5 GW | 0 | 0 BB 5216 GW | 0 | RBS 6601_SHARE | N/A | 0 | N/A | 0 | N/A | N/A | 0 | N/A | 0 | N/A | 3 RRUS 32 B4 | 3 | 1 BB 5212 L | 1 | RBS6601_SHARE | N/A | 0 | N/A | 0 | N/A | [5 empty] | 6 | 0 |  | #N/A | 2023 | GWL | 2023-09-20 | 38 | GWL-01-Exp. LTE (H) ; | 0 | 1 | 0 | 0 | 0 | 0 |  | 1 | 6 |  | 0 | 0 | 0 | 0 | 0 | 0 | 1 | 1 | Exp. LTE (H) ; | DEF | H | 2 | 1 | 0 | Baseband 6631 | N/A |  | Baseband 6631 GWL | GWL-01 | - |  | 0 | [6 empty] | INST : LTE 1900 / |  | MIC BO 3YPlan 2023_1BB_1R_1A | 11 | 1xBaseband 6631, 1xRadio 4415 B2/25, |  | 1xAntena 80010767, | [27 empty] | 4 | [5 empty] | 0 |  | 4 |  |  |  |  | 175 | 70 | 1 |  | 59 |  |  |  | #N/A | +591 75137341 | 2023-12-05 | 14/05/2023 |  |  | Exp. PBC |  | 40 | 10 | 50 | 70 | [10 empty] | 1 |  |  | 1 | [52 empty] | 1xBaseband 6631, 1xRadio 4415 B2/25, 1xAntena 80010767, | EXISTING SITE MIXMODE 850/AWS/ L:DEF-> INST : LTE 1900 / New :H | 1xBaseband 6631, 1xRadio 4415 B2/25, 1xAntena 80010767, | 0 | 6 | [6 empty] | #N/A |  |  |  |  | E
33 |  | / Desinstalación H1 1900 2020 | Proyecto Millicom Bolivia 3YPlan 2023 | CCB | Cine Center CBBA | In Services | -17.3806 | -66.1489 | Urban | Cochabamba | Cercado (CBBA) | Cochabamba | 6 | Monopolo | Enclosure 6150 | - | 0 | 0 | 3 | 0 | 0 | 3 | 3 | 0 | 9 |  | 1 BB 5216 GW-1 BB 5212 L | 3 R 2219 B5 GW | 3 | 1 BB 5216 GW | 1 | RBS 6601 | 0 R 2219 B5 GW | 0 | 0 BB 5216 GW | 0 | RBS 6601 | N/A | 0 | NA | 0 | N/A | N/A | 0 | N/A | 0 | N/A | 3 R 4415 B66A | 3 | 1 BB 5212 L | 1 | RBS6601 Share | 3 R 4415 B2 B25 | 3 | 0 BB 5212 L | 0 | RBS 6601_SHARE | [5 empty] | 9 | 0 |  | #N/A | 2023 | GWL | 2023-09-20 | 38 | GWL-01-Mod. 850 (3) ; Exp. LTE (ABC) ; MIMO4 LTE (DEFGHI) ; | 0 | 0 | 0 | 0 | 2 | 0 |  | 2 | 9 | 3 | 0 | 0 | 0 | 0 | 0 | 0 | 0 | 0 | Mod. 850 (3) ; Exp. LTE (ABC) ; MIMO4 LTE (DEFGHI) ; | DEFGHI | ABC(3) | 1 | 1 | 0 | Baseband 6631 | N/A |  | Baseband 6631 GWL | GWL-01 | - |  | 0 | [6 empty] | INST : Mod. 850 / LTE 700 / |  | MIC BO 3YPlan 2023_1BB_2R | 6 | 1xBaseband 6631, 2xRadio 4478 B12A, | [38 empty] | 6 |  |  |  | 180 | 30 | 2 |  | 21 |  |  |  | #N/A | +591 71369827 | 2023-12-05 | 14/05/2023 |  |  | Exp. E6150 |  | 6 | 7 | 13 | 29 | [5 empty] | 0 | 0 | 2 |  | 0 | [56 empty] | 1xBaseband 6631, 2xRadio 4478 B12A, | EXISTING SITE MIXMODE 850/AWS/LTE 1900/ L:DEFGHI-> INST : Mod. 850 / LTE 700 / New :ABC(3) | 1xBaseband 6631, 2xRadio 4478 B12A, | 0 | 3 | [6 empty] | #N/A
36 |  |  | Proyecto Millicom Bolivia 3YPlan 2023 | CLL | Calle Loa | In Services | -19.0464 | -65.262 | Urban | Sucre | Oropeza | Chuquisaca | 6 | Monopolo | RBS6101 | - | 3 | 3 | 0 | 0 | 0 | 3 | 0 | 0 | 9 |  | 1 DUG 20 01-1 DUW 31 01-1 DUS 31 02 | 3 RRU 01 B5 | 3 | 1 DUG 20 01 | 1 | RBS 6601 | 3 RRU 01 B5 | 3 | 1 DUW 31 01 | 1 | RBS 6601 | N/A | 0 | N/A | 0 | N/A | N/A | 0 | N/A | 0 | N/A | 3 RRUS 32 B4 | 3 | 1 DUS 31 02 | 1 | RBS6601_SHARE | N/A | 0 | N/A | 0 | N/A | [5 empty] | 9 | 0 |  | #N/A | 2023 | GWL | 2023-09-20 | 38 | GWL-01-Mod. 850 (2) ; Exp. LTE (GHI) ; | 1 | 3 | 0 | 0 | 0 | 0 |  | 4 | 9 |  | 0 | 0 | 0 | 0 | 0 | 0 | 2 | 2 | Mod. 850 (2) ; Exp. LTE (GHI) ; | DEF | GHI(2) | 5 | 1 | 0 | Baseband 6631 | N/A |  | Baseband 6631 GWL | GWL-01 | - |  | 0 | [6 empty] | INST : Mod. 850 / LTE 1900 / |  | MIC BO 3YPlan 2023_1BB_4R_2A | 12 | 1xBaseband 6631, 1xRadio 2219 B5, 3xRadio 4415 B2/25, |  | 2xAntena 80010767, |  |  | 3 | [26 empty] | 2 | [6 empty] | 12 |  |  | 2 | 176 | 30 | 4 |  | 21 |  |  |  | #N/A | +591 75137341 | 2023-12-05 | 14/05/2023 |  | 3 | Exp. E6150 |  | 5 | 5 | 10 | 25 | [5 empty] | 1 |  | 3 | 1 | 0 | [9 empty] | 0 | NO SE HABÍA CONSIDERADO EL DCDU PARA ESTE SITIO* | [31 empty] | 1 | 3 | B | [11 empty] | 1xBaseband 6631, 1xRadio 2219 B5, 3xRadio 4415 B2/25, 2xAntena 80010767, | EXISTING SITE 2G/3G 850/AWS/ L:DEF-> INST : Mod. 850 / LTE 1900 / New :GHI(2) | 1xBaseband 6631, 1xRadio 2219 B5, 3xRadio 4415 B2/25, 2xAntena 80010767, | 0 | - | [9 empty] | Reuso de Antena
84 |  | / LTE RO 2020 Capacity H1 - 1900Mhz | Proyecto Millicom Bolivia 3YPlan 2023 | PJC | Palacio de Justicia CBBA | In Services | -17.3947 | -66.152 | Urban | Cochabamba | Cercado (CBBA) | Cochabamba | 6 | Monopolo | Enclosure 6150 | - | 3 | 0 | 0 | 0 | 0 | 3 | 3 | 0 | 9 |  | 1 BB 5216 GW-1 BB 5212 L | 3 R 2219 B5 GW | 3 | 1 BB 5216 GW | 1 | 6601 | N/A | 0 | N/A | 0 | N/A | N/A | 0 | N/A | 0 | N/A | N/A | 0 | N/A | 0 | N/A | 3 RRUS 32 B4 | 3 | 1 BB 5212 L | 1 | RBS 6601 | 3 R 2217B2 | 3 | 0 BB 5212 L | 0 | RBS 6601 | [5 empty] | 9 | 0 |  | #N/A | 2023 | GL | 2023-09-20 | 38 | GL-01-Mod. 850 (1-2-3) ; Exp. LTE (ABC) ; MIMO4 LTE (DEFGHI) ; | 0 | 0 | 0 | 3 | 2 | 0 |  | 5 | 9 |  | 0 | 0 | 0 | 0 | 0 | 0 | 3 | 3 | Mod. 850 (1-2-3) ; Exp. LTE (ABC) ; MIMO4 LTE (DEFGHI) ; | DEFGHI | ABC(1-2-3) | 1 | 1 | 0 | Baseband 6631 | N/A |  | Baseband 6631 GL | GL-01 | - |  | 0 | [6 empty] | INST : Mod. 850 / LTE 700 / |  | MIC BO 3YPlan 2023_1BB_5R_3A | 15 | 1xBaseband 6631, 3xRadio 4499 44B2/25 44B66A, 2xRadio 4478 B12A, |  | 3xAntena 80010767, | [29 empty] | 6 | [5 empty] | 12 | 6 |  |  |  | 181 | 30 | 5 |  | 21 |  |  |  | #N/A | +591 71369827 | 2023-12-05 | 14/05/2023 |  |  | Exp. E6150 |  | 10 | 4 | 14 | 30 | [5 empty] | 1 | 1 | 2 | 3 | [57 empty] | 1xBaseband 6631, 3xRadio 4499 44B2/25 44B66A, 2xRadio 4478 B12A, 3xAntena 80010767, | EXISTING SITE 2G/AWS/LTE 1900/ L:DEFGHI-> INST : Mod. 850 / LTE 700 / New :ABC(1-2-3) | 1xBaseband 6631, 3xRadio 4499 44B2/25 44B66A, 2xRadio 4478 B12A, 3xAntena 80010767,
89 |  |  | Proyecto Millicom Bolivia 3YPlan 2023 | PQB | Parque Bolivar | In Services | -19.0385 | -65.2632 | Urban | Sucre | Oropeza | Chuquisaca | 16 | Monopolo | PBC6200 | - | 3 | 1 | 0 | 0 | 3 | 3 | 1 | 0 | 11 |  | 1 DUG 20 01-1 DUW 31 01-1 BB 6630 L | 3 RRU 12 B5 | 3 | 1 DUG 20 01 | 1 | RBS 6601 | 1 RRU 01 B5 | 1 | 1 DUW 31 01 | 1 | RBS6601 | N/A | 0 | N/A | 0 | N/A | 3 RRUS 11 B12 | 3 | 1 BB 6630 L | 1 | RBS6630 | 1 RRU 11 B4; 2 RRU 32 B4 | 3 | 0 BB 6630 L | 0 | RBS 6630 | 1 R 4415 B2/B25 | 1 | 0 BB 6630 L | 0 | RBS6630 | [5 empty] | 11 | 0 |  | #N/A | 2023 | GWL | 2023-09-20 | 38 | L-01-Mod. 850 (1) ; Exp. LTE (GI) ; MIMO4 LTE (DEF) ; | 1 | 0 | 0 | 2 | 0 | 0 |  | 3 | 11 |  | 0 | 0 | 0 | 0 | 0 | 0 | 2 | 2 | Mod. 850 (1) ; Exp. LTE (GI) ; MIMO4 LTE (DEF) ; | ABCDEFH | GI(1) | 1 | 0 | 0 | Keep BB 6630 | N/A |  | Keep BB 6630 L | L-01 | - |  | 0 | [6 empty] | INST : Mod. 850 / LTE 1900 / |  | MIC BO 3YPlan 2023_3R_2A | 7 | 1xRadio 2219 B5, 2xRadio 4499 44B2/25 44B66A, |  | 2xAntena 80010767, |  |  | 2 | [24 empty] | 4 |  | 2 |  |  |  | 2 |  | 8 |  |  |  | 2 | 177 | 50 | 3 |  | 32 |  |  |  | #N/A | +591 75137341 | 2023-12-05 | 14/05/2023 |  |  | Exp. PBC |  | 13 | 6 | 19 | 35 | [10 empty] | 1 |  | 1 | 1 | 1 | [51 empty] | 1xRadio 2219 B5, 2xRadio 4499 44B2/25 44B66A, 2xAntena 80010767, | EXISTING SITE 2G/3G 850/LTE 700/AWS/LTE 1900/ L:ABCDEFH-> INST : Mod. 850 / LTE 1900 / New :GI(1) | 1xRadio 2219 B5, 2xRadio 4499 44B2/25 44B66A, 2xAntena 80010767,
93 |  | RO 2021 - LTE Capacity H1_119 Sitios / Desinstalación H1 1900 2020 | Proyecto Millicom Bolivia 3YPlan 2023 | PRD | Prado | In Services | -17.3863 | -66.1576 | Urban | Cochabamba | Cercado (CBBA) | Cochabamba | 6 | Monopolo | PBC6200 | - | 0 | 0 | 3 | 0 | 0 | 3 | 2 | 0 | 8 |  | 1 BB 5216 GW-1 BB 5212 L | 3 R 2219 B5 GW | 3 | 1 BB 5216 GW | 1 | RBS 6601_SHARE | 0 R 2219 B5 GW | 0 | 0 BB 5216 GW | 0 | RBS 6601_SHARE | N/A | 0 | N/A | 0 | N/A | N/A | 0 | N/A | 0 | N/A | 3 RRUS 32 B4 | 3 | 1 BB 5212 L | 1 | RBS 6601_SHARE | 2 R 4415 B2/B25 | 2 | 0 BB 5212 L | 0 | RBS 6601 | [5 empty] | 8 | 0 |  | #N/A | 2023 | GWL | 2023-09-20 | 38 | GWL-01-Mod. 850 (3) ; Exp. LTE (CH) ; MIMO4 LTE (DEFGI) ; | 0 | 0 | 0 | 1 | 1 | 0 |  | 2 | 8 |  | 0 | 0 | 0 | 0 | 0 | 0 | 1 | 1 | Mod. 850 (3) ; Exp. LTE (CH) ; MIMO4 LTE (DEFGI) ; | DEFGI | CH(3) | 1 | 1 | 0 | Baseband 6631 | N/A |  | Baseband 6631 GWL | GWL-01 | - |  | 0 | [6 empty] | INST : Mod. 850 / LTE 700 / LTE 1900 / |  | MIC BO 3YPlan 2023_1BB_2R_1A | 8 | 1xBaseband 6631, 1xRadio 4499 44B2/25 44B66A, 1xRadio 4478 B12A, |  | 1xAntena 80010767, | 1 4PH y LL |  | 2 | [27 empty] | 6 | [8 empty] | 1 | 182 | 30 | 2 |  | 21 |  |  |  | #N/A | +591 71369827 | 2023-12-05 | 14/05/2023 |  |  | Exp. PBC |  | 6 | 7 | 13 | 29 | [10 empty] | 2 |  | 1 | 1 | [52 empty] | 1xBaseband 6631, 1xRadio 4499 44B2/25 44B66A, 1xRadio 4478 B12A, 1xAntena 80010767, | EXISTING SITE MIXMODE 850/AWS/LTE 1900/ L:DEFGI-> INST : Mod. 850 / LTE 700 / LTE 1900 / New :CH(3) | 1xBaseband 6631, 1xRadio 4499 44B2/25 44B66A, 1xRadio 4478 B12A, 1xAntena 80010767, | [8 empty] | #N/A
117 |  | / Desinstalación H1 1900 2020 | Proyecto Millicom Bolivia 3YPlan 2023 | TUP | Tupuraya | In Services | -17.374 | -66.1415 | Urban | Cochabamba | Cercado (CBBA) | Cochabamba | 6 | Monopolo | Enclosure 6150 | - | 0 | 0 | 3 | 0 | 0 | 3 | 0 | 0 | 6 |  | 1 BB 5216 GW | 3 R 2219 B5 GW | 3 | 1 BB 5216 GW | 1 | RBS 6601 | 0 R 2219 B5 GW | 0 | 0 BB 5216 GW | 0 | RBS 6601 | N/A | 0 | NA | 0 | N/A | N/A | 0 | N/A | 0 | N/A | 3 RRUS 32 B4 | 3 | 0 BB 5212 L | 0 | RBS 6601 | N/A | 0 | N/A | 0 | N/A | [5 empty] | 6 | 0 |  | #N/A | 2023 | GWL | 2023-09-20 | 38 | GWL-01-Exp. LTE (GHI) ; MIMO4 LTE (DEF) ; | 0 | 0 | 0 | 3 | 0 | 0 |  | 3 | 6 |  | 0 | 0 | 3 | 0 | 0 | 0 | 0 | 3 | Exp. LTE (GHI) ; MIMO4 LTE (DEF) ; | DEF | GHI | 2 | 1 | 0 | Baseband 6631 | N/A |  | Baseband 6631 GWL | GWL-01 | - |  | 0 | [6 empty] | INST : LTE 1900 / |  | MIC BO 3YPlan 2023_1BB_3R_3A | 30 | 1xBaseband 6631, 3xRadio 4499 44B2/25 44B66A, |  | 3xAntenna 4pH, | [27 empty] | 12 | [7 empty] | 12 |  |  |  |  | 178 | 30 | 3 |  | 21 |  |  |  | #N/A | +591 75137341 | 2023-12-05 | 14/05/2023 |  |  | Exp. E6150 |  | 9 | 5 | 14 | 30 | [5 empty] | 1 |  |  | 3 | [57 empty] | 1xBaseband 6631, 3xRadio 4499 44B2/25 44B66A, 3xAntenna 4pH, | EXISTING SITE MIXMODE 850/AWS/ L:DEF-> INST : LTE 1900 / New :GHI
123 |  | / Desinstalación H1 1900 2020 | Proyecto Millicom Bolivia 3YPlan 2023 | SOF | Soffer | In Services | -17.3858 | -66.1513 | Urban | Cochabamba | Cercado (CBBA) | Cochabamba | 6 | Monopolo | PBC6200 | - | 0 | 0 | 3 | 0 | 0 | 3 | 2 | 0 | 8 |  | 1 BB 5216 GW-1 BB 5212 L | 3 R 2219 B5 GW | 3 | 1 BB 5216 GW | 1 | RBS 6601_SHARE | 0 R 2219 B5 GW | 0 | 0 BB 5216 GW | 0 | RBS 6601_SHARE | N/A | 0 | NA | 0 | N/A | N/A | 0 | N/A | 0 | N/A | 3 RRUS 32 B4 | 3 | 1 BB 5212 L | 1 | RBS6601_SHARE | 2 R 4415 B2 B25 | 2 | 0 BB 5212 L | 0 | RBS6601_SHARE | [5 empty] | 8 | 0 |  | #N/A | 2023 | GWL | 2023-09-20 | 38 | GWL-01-Mod. 850 (1-2) ; Exp. LTE (ABI) ; MIMO4 LTE (GH) ; | 0 | 1 | 0 | 0 | 1 | 0 |  | 2 | 8 |  | 0 | 0 | 1 | 2 | 0 | 0 | 0 | 3 | Mod. 850 (1-2) ; Exp. LTE (ABI) ; MIMO4 LTE (GH) ; | DEFGH | ABI(1-2) | 1 | 1 | 0 | Baseband 6631 | N/A |  | Baseband 6631 GWL | GWL-01 | - |  | 0 | [6 empty] | INST : Mod. 850 / LTE 700 / LTE 1900 / |  | MIC BO 3YPlan 2023_1BB_2R_3A | 5 | 1xBaseband 6631, 1xRadio 4415 B2/25, 1xRadio 4478 B12A, |  | 1xAntenna 4pH, 2xAntenna 4pL, | [30 empty] | 8 | [9 empty] | 183 | 30 | 2 |  | 21 |  |  |  | #N/A | +591 71369827 | 2023-12-05 | 14/05/2023 |  |  | Exp. PBC |  | 6 | 8 | 14 | 30 | [10 empty] | 1 | 1 |  | 1 | [52 empty] | 1xBaseband 6631, 1xRadio 4415 B2/25, 1xRadio 4478 B12A, 1xAntenna 4pH, 2xAntenna 4pL, | EXISTING SITE MIXMODE 850/AWS/LTE 1900/ L:DEFGH-> INST : Mod. 850 / LTE 700 / LTE 1900 / New :ABI(1-2)
11 |  | / Swap CBBA 2018 | Proyecto Millicom Bolivia 3YPlan 2023 | AME | Av. America | In Services | -17.3722 | -66.1664 | Urban | Cochabamba | Cercado (CBBA) | Cochabamba | 6 | Monopolo | Enclosure 6150 | - | 0 | 0 | 3 | 0 | 0 | 3 | 0 | 0 | 6 |  | 1 BB 5216 GWL | 3 R 2219 B5 GW | 3 | 1 BB 5216 GWL | 1 | RBS 6601 | 0 R 2219 B5 GW | 0 | 0 BB 5216 GWL | 0 | RBS 6601 | N/A | 0 | N/A | 0 | N/A | N/A | 0 | N/A | 0 | N/A | 3 RRUS 32 B4 | 3 | 0 BB 5216 GWL | 0 | RBS 6601 | N/A | 0 | N/A | 0 | N/A | [5 empty] | 6 | 0 |  | #N/A | 2023 | GWL | 2023-09-25 | 39 | GWL-01-Exp. LTE (GHI) ; | 0 | 3 | 0 | 0 | 0 | 0 |  | 3 | 6 |  | 0 | 0 | 0 | 0 | 0 | 0 | 3 | 3 | Exp. LTE (GHI) ; | DEF | GHI | 2 | 1 | 0 | Baseband 6631 | N/A |  | Baseband 6631 GWL | GWL-01 | - |  | 0 | [6 empty] | INST : LTE 1900 / |  | MIC BO 3YPlan 2023_1BB_3R_3A | 30 | 1xBaseband 6631, 3xRadio 4415 B2/25, |  | 3xAntena 80010767, |  |  | 3 | [26 empty] | 6 | [6 empty] | 12 |  |  | 3 | 187 | 30 | 3 |  | 21 |  |  |  | #N/A | +591 75137341 | 2023-09-19 | 2023-09-20 |  | 3 | Exp. E6150 |  | 5 | 7 | 12 | 27 | [5 empty] | 2 | 1 | 3 |  | 0 | [9 empty] | 0 | [32 empty] | 1 | 3 | N/A | 1 | 3 | N/A |  |  |  | 1 Barra de tierra por soportería, instalada 3 metros por encima del nivel de piso |  |  |  |  | 1xBaseband 6631, 3xRadio 4415 B2/25, 3xAntena 80010767, | EXISTING SITE MIXMODE 850/AWS/ L:DEF-> INST : LTE 1900 / New :GHI | 1xBaseband 6631, 3xRadio 4415 B2/25, 3xAntena 80010767, | 0 | -
95 |  | / LTE RO 2020 Capacity H1 - 1900Mhz | Proyecto Millicom Bolivia 3YPlan 2023 | QUI1 | Quillacollo | In Services | -17.3934 | -66.2772 | Urban | Quillacollo | Quillacollo | Cochabamba | 21 | Monopolo | PBC6200 | - | 0 | 0 | 3 | 0 | 0 | 3 | 3 | 0 | 9 |  | 1 BB 5216 GW-1 BB 5212 L | 3 R 2219 B5 GW | 3 | 1 BB 5216 GW | 1 | RBS 6601_SHARE | 0 R 2219 B5 GW | 0 | 0 BB 5216 GW | 0 | RBS 6601_SHARE | N/A | 0 | N/A | 0 | N/A | N/A | 0 | N/A | 0 | N/A | 3 RRUS 32 B4 | 3 | 1 BB 5212 L | 1 | RBS6601_SHARE | 3 R 2217B2 | 3 | 0 BB 5212 L | 0 | RBS6601_SHARE | [5 empty] | 9 | 0 |  | #N/A | 2023 | GWL | 2023-09-25 | 39 | GWL-01-Mod. 850 (1-2-3) ; Exp. LTE (ABC) ; MIMO4 LTE (GHI) ; | 0 | 3 | 0 | 0 | 2 | 0 |  | 5 | 9 |  | 0 | 0 | 0 | 0 | 0 | 0 | 3 | 3 | Mod. 850 (1-2-3) ; Exp. LTE (ABC) ; MIMO4 LTE (GHI) ; | DEFGHI | ABC(1-2-3) | 1 | 1 | 0 | Baseband 6631 | N/A |  | Baseband 6631 GWL | GWL-01 | - |  | 0 | [6 empty] | INST : Mod. 850 / LTE 700 / |  | MIC BO 3YPlan 2023_1BB_5R_3A | 15 | 1xBaseband 6631, 3xRadio 4415 B2/25, 2xRadio 4478 B12A, |  | 3xAntena 80010767, | [29 empty] | 6 | 2 |  |  |  |  | 12 |  |  |  |  | 188 | 50 | 5 |  | 37 |  |  |  | #N/A | +591 75137341 | 2023-09-19 | 2023-09-20 |  |  | Exp. PBC |  | 15 | 6 | 21 | 37 | [9 empty] | 1 | 1 | [55 empty] | 1xBaseband 6631, 3xRadio 4415 B2/25, 2xRadio 4478 B12A, 3xAntena 80010767, | EXISTING SITE MIXMODE 850/AWS/LTE 1900/ L:DEFGHI-> INST : Mod. 850 / LTE 700 / New :ABC(1-2-3)
114 |  |  | Proyecto Millicom Bolivia 3YPlan 2023 | TAQ | Taquina | In Services | -17.3523 | -66.1843 | Urban | Cochabamba | Cercado (CBBA) | Cochabamba | 70 | Selfsupported | Enclosure 6150 | - | 0 | 0 | 3 | 0 | 0 | 3 | 3 | 0 | 9 |  | 1 BB 5216 GW-1 BB 5212 L | 3 R 2219 B5 GW | 3 | 1 BB 5216 GW | 1 | RBS 6601_SHARE | 0 R 2219 B5 GW | 0 | 0 BB 5216 GW | 0 | RBS 6601_SHARE | N/A | 0 | N/A | 0 | N/A | N/A | 0 | N/A | 0 | N/A | 3 RRUS 32 B4 | 3 | 1 BB 5212 L | 1 | RBS6601_SHARE | 3 R 4415 B2/B25 | 3 | 0 BB 5212 L | 0 | RBS6601_SHARE | [5 empty] | 9 | 0 |  | #N/A | 2023 | GWL | 2023-09-25 | 39 | GWL-01-Mod. 850 (1) ; Exp. LTE (AGHI) ; | 0 | 0 | 0 | 0 | 1 | 0 |  | 1 | 9 |  | 0 | 0 | 0 | 0 | 0 | 0 | 0 | 0 | Mod. 850 (1) ; Exp. LTE (AGHI) ; | DEFGHI | A(1) | 1 | 1 | 0 | Baseband 6631 | N/A |  | Baseband 6631 GWL | GWL-01 | - |  | 0 | [6 empty] | INST : Mod. 850 / LTE 700 / LTE 1900 / |  | MIC BO 3YPlan 2023_1BB_1R | 11 | 1xBaseband 6631, 1xRadio 4478 B12A, |  |  |  |  | 1 | [27 empty] | 2 |  |  |  |  | 2 |  |  |  |  | 189 | 100 | 1 |  | 92 |  |  |  | #N/A | +591 75137341 | 2023-09-19 | 2023-09-20 |  |  | Exp. E6150 |  | 55 | 3 | 58 | 79 | [6 empty] | 1 | 1 | [58 empty] | 1xBaseband 6631, 1xRadio 4478 B12A, | EXISTING SITE MIXMODE 850/AWS/LTE 1900/ L:DEFGHI-> INST : Mod. 850 / LTE 700 / LTE 1900 / New :A(1)
129 |  | / Desinstalación H1 1900 2020 | Proyecto Millicom Bolivia 3YPlan 2023 | TNR | Tunari | In Services | -17.3444 | -66.1605 | Urban | Cochabamba | Cercado (CBBA) | Cochabamba | 25 | Selfsupported | Enclosure 6150 | - | 0 | 0 | 3 | 0 | 0 | 3 | 2 | 0 | 8 |  | 1 BB 5216 GW-1 BB 5212 L | 3 R 2219 B5 GW | 3 | 1 BB 5216 GW | 1 | RBS 6601_SHARE | 0 R 2219 B5 GW | 0 | 0 BB 5216 GW | 0 | RBS 6601_SHARE | N/A | 0 | NA | 0 | N/A | N/A | 0 | N/A | 0 | N/A | 3 RRUS 32 B4 | 3 | 1 BB 5212 L | 1 | RBS6601_SHARE | 2 R 4415 B2 B25 | 2 | 0 BB 5212 L | 0 | RBS6601_SHARE | [5 empty] | 8 | 0 |  | #N/A | 2023 | GWL | 2023-09-25 | 39 | GWL-01-Mod. 850 (1-3) ; Exp. LTE (AC) ; MIMO4 LTE (DFGI) ; | 0 | 0 | 0 | 0 | 1 | 0 |  | 1 | 8 |  | 0 | 0 | 0 | 0 | 0 | 0 | 0 | 0 | Mod. 850 (1-3) ; Exp. LTE (AC) ; MIMO4 LTE (DFGI) ; | DEFGI | AC(1-3) | 1 | 1 | 0 | Baseband 6631 | N/A |  | Baseband 6631 GWL | GWL-01 | - |  | 0 | [6 empty] | INST : Mod. 850 / LTE 700 / |  | MIC BO 3YPlan 2023_1BB_1R | 11 | 1xBaseband 6631, 1xRadio 4478 B12A, |  |  |  |  | 2 | [27 empty] | 2 |  |  |  |  | 2 |  |  |  |  | 190 | 50 | 1 |  | 42 |  |  |  | #N/A | +591 75137341 | 2023-09-19 | 2023-09-20 |  |  | Exp. E6150 |  | 25 | 4 | 29 | 46 | [6 empty] | 1 | 1 |  | 0 | [56 empty] | 1xBaseband 6631, 1xRadio 4478 B12A, | EXISTING SITE MIXMODE 850/AWS/LTE 1900/ L:DEFGI-> INST : Mod. 850 / LTE 700 / New :AC(1-3)
108 |  | / LTE RO 2020 Capacity H1 - 1900Mhz | Proyecto Millicom Bolivia 3YPlan 2023 | EDC | Edificio Cubo | In Services | -17.7608 | -63.202 | Urban | Santa Cruz de la Sierra | Andres Ibanez | Santa Cruz | 3 | Mástil | RBS6101 | - | 0 | 3 | 0 | 0 | 0 | 3 | 3 | 0 | 9 |  | 1 DUW 31 01-1 DUS 31 02 | N/A | 0 | N/A | 0 | N/A | 3 RRU 01 B5 | 3 | 1 DUW 31 01 | 1 | RBS6101 | N/A | 0 | N/A | 0 | N/A | N/A | 0 | N/A | 0 | N/A | 3 RRU 11 B4 | 3 | 1 DUS 31 02 | 1 | RBS6101 | 3 R 2217B2 | 3 | 0 DUS 31 02 | 0 | RBS6101 | [5 empty] | 9 | 0 |  | #N/A | 2023 | WL | 2023-09-28 | 39 | WL-01-Mod. 850 (1-2-3) ; MIMO4 LTE (FI) ; AAS FDD (DEGH) ; | 3 | 0 | 0 | 1 | 0 | 2 |  | 6 | 9 |  | 0 | 0 | 1 | 2 | 0 | 0 | 0 | 3 | Mod. 850 (1-2-3) ; MIMO4 LTE (FI) ; AAS FDD (DEGH) ; | ABDEFGHI | (1-2-3) | 1 | 1 | 2 | Baseband 6631 | Baseband 6651 |  | Baseband 6631 WL-Baseband 6651 L | WL-01 | L-01 |  | 0 | [6 empty] | INST : Mod. 850 / AAS FDD AWS&1900 / |  | MIC BO 3YPlan 2023_3BB_6R_3A | 1 | 1xBaseband 6631, 2xBaseband 6651, 3xRadio 2219 B5, 1xRadio 4499 44B2/25 44B66A, 2xRadio AAS B25/B66, |  | 1xAntenna 4pH, 2xAntenna 4pL, | [33 empty] | 4 |  | 6 |  |  |  |  | 191 | 30 | 6 |  | 17 |  |  |  | #N/A | +591 75137341 | 2023-09-19 | 2023-09-20 |  |  | Exp. RBS6101 |  | 10 | 11 | 21 | 37 | [18 empty] | 3 |  |  |  | 2 | 34 | AB | 0 | Soportes para piso para antenas air (3.00m x 3'') | [25 empty] | 3 | 34 | ABC | [6 empty] | 1 Barra de Tierra por sector, instalada a nivel de piso |  |  |  |  | 1xBaseband 6631, 2xBaseband 6651, 3xRadio 2219 B5, 1xRadio 4499 44B2/25 44B66A, 2xRadio AAS B25/B66, 1xAntenna 4pH, 2xAntenna 4pL, | EXISTING SITE 3G 850/AWS/LTE 1900/ L:ABDEFGHI-> INST : Mod. 850 / AAS FDD AWS&1900 / New :(1-2-3)
119 |  | / LTE RO 2020 Capacity H1 - 1900Mhz | Proyecto Millicom Bolivia 3YPlan 2023 | UDB | Udabol | In Services | -17.77 | -63.2002 | Urban | Santa Cruz de la Sierra | Andres Ibanez | Santa Cruz | 25 | Selfsupported | RBS6101 | - | 0 | 3 | 0 | 0 | 3 | 0 | 3 | 0 | 9 |  | 1 DUW 31 01-1 DUS 31 02 | N/A | 0 | N/A | 0 | N/A | 3 RRU 01 B5 | 3 | 1 DUW 31 01 | 1 | RBS6601_SHARE | N/A | 0 | N/A | 0 | N/A | 3 RRUS 11 B12 | 3 | 1 DUS 31 02 | 1 | RBS6601 | N/A | 0 | N/A | 0 | N/A | 3 R 2217B2 | 3 | 0 DUS 31 02 | 0 | RBS6601 | [5 empty] | 9 | 0 | Oscar | #N/A | 2023 | WL | 2023-09-28 | 39 | WL-01-Mod. 850 (2-3) ; AAS FDD (EFHI) ; | 2 | 0 | 0 | 0 | 0 | 2 |  | 4 | 9 |  | 0 | 0 | 0 | 0 | 0 | 0 | 0 | 0 | Mod. 850 (2-3) ; AAS FDD (EFHI) ; | DEFGHI | (2-3) | 3 | 1 | 2 | Baseband 6631 | Baseband 6651 |  | Baseband 6631 WL - Baseband 6651 L | WL-01 | L-01 |  | 0 | [6 empty] | INST : Mod. 850 / AAS FDD AWS&1900 / |  | MIC BO 3YPlan 2023_3BB_4R | 3 | 1xBaseband 6631, 2xBaseband 6651, 2xRadio 2219 B5, 2xRadio AAS B25/B66, | [35 empty] | 4 | [6 empty] | 192 | 50 | 4 |  | 42 |  |  |  | #N/A | +591 75137341 | 2023-09-19 | 2023-09-20 |  |  | Exp. RBS6101 |  | 25 | 3.5 | 28.5 | 46 | [18 empty] | 2 |  |  |  | 2 | 24.8 | BC | 0 | Soporte para antenas AIR (3.00m x 3'') | [24 empty] | SI | [14 empty] | 1xBaseband 6631, 2xBaseband 6651, 2xRadio 2219 B5, 2xRadio AAS B25/B66, | EXISTING SITE 3G 850/LTE 700/LTE 1900/ L:DEFGHI-> INST : Mod. 850 / AAS FDD AWS&1900 / New :(2-3)
39 |  |  | Proyecto Millicom Bolivia 3YPlan 2023 | CAT | Cataluna | In Services | -17.7178 | -63.1603 | Urban | Santa Cruz de la Sierra | Andres Ibanez | Santa Cruz | 40 | Selfsupported | PBC6200 | - | 3 | 3 | 0 | 0 | 0 | 1 | 0 | 2 | 9 |  | 1 DUG 20 01-1 DUW 31 01-1 BB 5212 L | 3 RRUS 12B5 | 3 | 1 DUG 20 01 | 1 | RBS 6601 | 3 RRUS 01B5 W | 3 | 1 DUW 31 01 | 1 | RBS 6601 | N/A | 0 | N/A | 0 | N/A | N/A | 0 | N/A | 0 | N/A | 1 RRUS 32 B4 | 1 | 1 BB 5212 L | 1 | RBS6601_SHARE | N/A | 0 | N/A | 0 | N/A | 2 R 4499 B2B25B66A | 2 | 0 BB 5212 L | 0 | RBS6601_SHARE | 9 | 0 |  | #N/A | 2023 | GWL | 2023-10-18 | 43 | GWL-01-Mod. 850 (1-3) ; Exp. LTE (ACGHI) ; | 2 | 1 | 0 | 0 | 1 | 0 |  | 4 | 9 |  | 0 | 0 | 1 | 0 | 0 | 0 | 0 | 1 | Mod. 850 (1-3) ; Exp. LTE (ACGHI) ; | DEFGI | ACH(1-3) | 1 | 1 | 0 | Baseband 6631 | N/A |  | Baseband 6631 GWL | GWL-01 | - |  | 0 | [6 empty] | INST : Mod. 850 / LTE 700 / LTE 1900 / |  | MIC BO 3YPlan 2023_1BB_4R_1A | 7 | 1xBaseband 6631, 2xRadio 2219 B5, 1xRadio 4415 B2/25, 1xRadio 4478 B12A, |  | 1xAntenna 4pH, |  |  | 2 |  | SI | SI |  |  |  | Definir altura MOD 850 (1-3)_ 2G 38 mts; 3G 35 Mts; Definir Altura LTE 1900 S2 ; Add Polo (28 mts) | [25 empty] | 10 | 2 |  |  |  | 308 | 70 | 4 |  | 59 |  |  |  | #N/A | +591 71369827 | 2023-10-19 | 2023-10-20 |  |  | Exp. PBC |  | 31.5 | 10 | 41.5 | 60 | [10 empty] | 1 | 1 |  | 1 | 1 | [7 empty] | 1 | 31.5 | B | 0 | [40 empty] | 1xBaseband 6631, 2xRadio 2219 B5, 1xRadio 4415 B2/25, 1xRadio 4478 B12A, 1xAntenna 4pH, | EXISTING SITE 2G/3G 850/AWS/LTE AWS&1900/ L:DEFGI-> INST : Mod. 850 / LTE 700 / LTE 1900 / New :ACH(1-3) | 1xBaseband 6631, 2xRadio 2219 B5, 1xRadio 4415 B2/25, 1xRadio 4478 B12A, 1xAntenna 4pH, | 0 | 12 | [6 empty] | #N/A
22 |  | RO 2021 - LTE Capacity H2/ / LTE RO 2020 Capacity H2 - 1900Mhz | Proyecto Millicom Bolivia 3YPlan 2023 | BLN | B. Lindo | In Services | -17.7904 | -63.1501 | Urban | Santa Cruz de la Sierra | Andres Ibanez | Santa Cruz | 8 | Monopolo | RBS6101 | - | 3 | 3 | 0 | 0 | 3 | 3 | 2 | 0 | 14 |  | 1 DUG 20 01-1 DUW 31 01-1 BB 6630 L | 3 RRUS 01 B5 G | 3 | 1 DUG 20 01 | 1 | RBS6601 Share | 3 RRU 01 B5 W | 3 | 1 DUW 31 01 | 1 | RBS6601 Share | N/A | 0 | N/A | 0 | N/A | 3 R 4478 B12A | 3 | 1 BB 6630 L | 1 | RBS 6630 | 3 RRUS 32 B4 | 3 | 0 BB 6630 L | 0 | RBS 6630 | 2 R 4415 B2/B25 | 2 | 0 BB 6630 L | 0 | RBS 6630 | [5 empty] | 14 | 0 |  | #N/A | 2023 | GWL | 2023-10-04 | 39 | L-01-Mod. 850 (1-3) ; Exp. LTE (H) ; AAS FDD (DFGI) ; | 2 | 1 | 0 | 0 | 0 | 2 |  | 5 | 14 | 1 | 0 | 0 | 0 | 0 | 0 | 0 | 0 | 0 | Mod. 850 (1-3) ; Exp. LTE (H) ; AAS FDD (DFGI) ; | ABCDEFGI | H(1-3) | 1 | 0 | 2 | Keep BB 6630 | Baseband 6651 |  | Keep BB 6630 L-Baseband 6651 L | L-01 | L-01 |  | 0 | [6 empty] | INST : Mod. 850 / LTE 1900 / AAS FDD AWS&1900 / |  | MIC BO 3YPlan 2023_2BB_5R | 4 | 2xBaseband 6651, 2xRadio 2219 B5, 1xRadio 4415 B2/25, 2xRadio AAS B25/B66, | [11 empty] | Definir Altura MOD S1-3_2G 19 mts- 3G 16 Mts ; Definir Altura AIR S1-3 ; Se liberan Polo de 2G (19 mts) | [25 empty] | 8 |  |  |  |  | 193 | 30 | 5 |  | 23 |  |  |  | #N/A | +591 75137341 | 2023-09-19 | 2023-09-20 |  |  | Exp. RBS6101 |  | 9 | 4 | 13 | 29 | [15 empty] | 1 |  | 0 | 2 | [33 empty] | 1 | 7.5 | N/A | 1 | 4.5 | N/A | [8 empty] | 2xBaseband 6651, 2xRadio 2219 B5, 1xRadio 4415 B2/25, 2xRadio AAS B25/B66, | EXISTING SITE 2G/3G 850/LTE 700/AWS/LTE 1900/ L:ABCDEFGI-> INST : Mod. 850 / LTE 1900 / AAS FDD AWS&1900 / New :H(1-3) | 2xBaseband 6651, 2xRadio 2219 B5, 1xRadio 4415 B2/25, 2xRadio AAS B25/B66, | 0 | -
53 |  | / LTE RO 2020 Capacity H1 - 1900Mhz | Proyecto Millicom Bolivia 3YPlan 2023 | BUS | Estación Buses | In Services | -17.7895 | -63.1635 | Urban | Santa Cruz de la Sierra | Andres Ibanez | Santa Cruz | 10 | Selfsupported | PBC6200 | - | 0 | 3 | 0 | 0 | 0 | 3 | 3 | 0 | 9 |  | 1 DUW 31 01-1 DUS 31 01 | N/A | 0 | N/A | 0 | N/A | 3 RRU 01 B5 | 3 | 1 DUW 31 01 | 1 | RBS 6601 | N/A | 0 | N/A | 0 | N/A | N/A | 0 | N/A | 0 | N/A | 3 RRUS 11 B4 | 3 | 1 DUS 31 01 | 1 | RBS6601 | 3 R 2217 B2 | 3 | 1 DUS 31 01 | 1 | RBS6601 | [5 empty] | 9 | 0 | Oscar | #N/A | 2023 | WL | 2023-10-04 | 39 | WL-01-Mod. 850 (1-2) ; Exp. LTE (C) ; MIMO4 LTE (FI) ; AAS FDD (DEGH) ; | 2 | 0 | 0 | 1 | 1 | 2 |  | 6 | 9 |  | 0 | 0 | 0 | 0 | 0 | 0 | 1 | 1 | Mod. 850 (1-2) ; Exp. LTE (C) ; MIMO4 LTE (FI) ; AAS FDD (DEGH) ; | ABDEFGHI | C(1-2) | 2 | 1 | 2 | Baseband 6631 | Baseband 6651 |  | Baseband 6631 WL-Baseband 6651 L | WL-01 | L-01 |  | 0 | [6 empty] | INST : Mod. 850 / LTE 700 / AAS FDD AWS&1900 / |  | MIC BO 3YPlan 2023_3BB_6R_1A | 19 | 1xBaseband 6631, 2xBaseband 6651, 2xRadio 2219 B5, 1xRadio 4499 44B2/25 44B66A, 1xRadio 4478 B12A, 2xRadio AAS B25/B66, |  | 1xAntena 80010767, | [35 empty] | 10 |  |  |  |  | 194 | 30 | 6 |  | 25 |  |  |  | #N/A | +591 75137341 | 2023-09-19 | 2023-09-20 |  |  | Exp. PBC |  | 29 | 5 | 34 | 52 | [10 empty] | 0 |  | 1 | 3 | 3 | [37 empty] | 1 | 7.5 | C | [6 empty] | 3 POWER CABLE PARA BB DE 17.00m |  |  |  |  | 1xBaseband 6631, 2xBaseband 6651, 2xRadio 2219 B5, 1xRadio 4499 44B2/25 44B66A, 1xRadio 4478 B12A, 2xRadio AAS B25/B66, 1xAntena 80010767, | EXISTING SITE 3G 850/AWS/LTE 1900/ L:ABDEFGHI-> INST : Mod. 850 / LTE 700 / AAS FDD AWS&1900 / New :C(1-2) | 1xBaseband 6631, 2xBaseband 6651, 2xRadio 2219 B5, 1xRadio 4499 44B2/25 44B66A, 1xRadio 4478 B12A, 2xRadio AAS B25/B66, 1xAntena 80010767, | 0 | 11 | [6 empty] | #N/A |  |  |  |  | DF
45 |  | / LTE RO 2019 Capacity H2 | Proyecto Millicom Bolivia 3YPlan 2023 | CVT | Condominio Villa Toscana | In Services | -17.7411 | -63.1798 | Urban | Santa Cruz de la Sierra | Andres Ibanez | Santa Cruz | 25 | Selfsupported | RBS6101 | - | 0 | 3 | 0 | 3 | 0 | 1 | 0 | 0 | 7 |  | 1 DUW4101-1 DUW 31 01-1 BB 5212 L | N/A | 0 | N/A | 0 | N/A | 3 RRUS01B5 W | 3 | 1 DUW4101 | 1 | RBS 6101 | 3 RRUS 01 B2 W | 3 | 1 DUW 31 01 | 1 | RBS 6101 | N/A | 0 | N/A | 0 | N/A | 1 RRUS 32 B4 | 1 | 1 BB 5212 L | 1 | RBS 6601 | N/A | 0 | N/A | 0 | N/A | [5 empty] | 7 | 0 | Brian | #N/A | 2023 | WL | 2023-10-12 | 39 | WL-01-Mod. 850 (2-3) ; Exp. LTE (GHI) ; | 2 | 3 | 0 | 0 | 0 | 0 |  | 5 | 7 |  | 0 | 0 | 0 | 0 | 0 | 0 | 3 | 3 | Mod. 850 (2-3) ; Exp. LTE (GHI) ; | DEF | GHI(2-3) | 5 | 1 | 0 | Baseband 6631 | N/A |  | Baseband 6631 WL | WL-01 | - |  | 0 | [6 empty] | INST : Mod. 850 / LTE 1900 / |  | MIC BO 3YPlan 2023_1BB_5R_3A | 15 | 1xBaseband 6631, 2xRadio 2219 B5, 3xRadio 4415 B2/25, |  | 3xAntena 80010767, |  |  | 3 | [30 empty] | 2 |  | 16 |  |  |  | 3 | 195 | 50 | 5 |  | 42 |  |  |  | #N/A | +591 75137341 | 2023-09-19 | 2023-09-20 |  |  | Exp. RBS6101 |  | 25 | 3 | 28 | 45 | [66 empty] | 1xBaseband 6631, 2xRadio 2219 B5, 3xRadio 4415 B2/25, 3xAntena 80010767, | EXISTING SITE 3G 850/3G 1900/AWS/ L:DEF-> INST : Mod. 850 / LTE 1900 / New :GHI(2-3) | 1xBaseband 6631, 2xRadio 2219 B5, 3xRadio 4415 B2/25, 3xAntena 80010767, | 3 | -
120 |  |  | Proyecto Millicom Bolivia 3YPlan 2023 | UNF | Unifranz | In Services | -17.7761 | -63.1896 | Urban | Santa Cruz de la Sierra | Andres Ibanez | Santa Cruz | 25 | Poste Metálico | PBC6200 | - | 3 | 3 | 0 | 3 | 0 | 3 | 0 | 0 | 12 |  | 1 DUG 20 01-1 DUW3101-1 DUW 31 01-1 DUS 31 02 | 3 RRU 12 B5 | 3 | 1 DUG 20 01 | 1 | RBS 6601 | 3 RRUS01B5 W | 3 | 1 DUW3101 | 1 | RBS 6601 | 3 RRUS 01 B2 W | 3 | 1 DUW 31 01 | 1 | RBS 6601 | N/A | 0 | N/A | 0 | N/A | 3 RRUS 32 B4 | 3 | 1 DUS 31 02 | 1 | RBS6601 | N/A | 0 | N/A | 0 | N/A | [5 empty] | 12 | 0 | Oscar | #N/A | 2023 | GWL | 2023-10-12 | 39 | GWL-01-Mod. 850 (1-3) ; Exp. LTE (GHI) ; | 2 | 3 | 0 | 0 | 0 | 0 |  | 5 | 12 |  | 0 | 0 | 0 | 0 | 0 | 0 | 3 | 3 | Mod. 850 (1-3) ; Exp. LTE (GHI) ; | DEF | GHI(1-3) | 6 | 1 | 0 | Baseband 6631 | N/A |  | Baseband 6631 GWL | GWL-01 | - |  | 0 | [6 empty] | INST : Mod. 850 / LTE 1900 / |  | MIC BO 3YPlan 2023_1BB_5R_3A | 15 | 1xBaseband 6631, 2xRadio 2219 B5, 3xRadio 4415 B2/25, |  | 3xAntena 80010767, |  |  | 3 | [30 empty] | 4 |  | 16 |  |  |  | 3 | 196 | 50 | 5 |  | 42 |  |  |  | #N/A | +591 75137341 | 2023-09-19 | 2023-09-20 |  |  | Exp. PBC |  | 15.8 | 8 | 23.8 | 41 | [10 empty] | 1 |  |  | 1 | 1 | [7 empty] | 1 | 15.8 | B | 0 | Polo para Antena (3.00m x 2.5'') | [39 empty] | 1xBaseband 6631, 2xRadio 2219 B5, 3xRadio 4415 B2/25, 3xAntena 80010767, | EXISTING SITE 2G/3G 850/3G 1900/AWS/ L:DEF-> INST : Mod. 850 / LTE 1900 / New :GHI(1-3)
48 |  | / LTE RO 2020 Capacity H1 - 1900Mhz | Proyecto Millicom Bolivia 3YPlan 2023 | CUE | Cuellar | In Services | -17.7787 | -63.1888 | Urban | Santa Cruz de la Sierra | Andres Ibanez | Santa Cruz | 8 | Monopolo | RBS6101 | - | 3 | 3 | 0 | 0 | 0 | 3 | 3 | 0 | 12 |  | 1 DUG 20 01-1 DUW 31 01-1 DUS 31 02 | 3 RRU 01 B5 | 3 | 1 DUG 20 01 | 1 | RBS 6601 | 3 RRU 01 B5 | 3 | 1 DUW 31 01 | 1 | RBS 6601_SHARE | N/A | 0 | N/A | 0 | N/A | N/A | 0 | N/A | 0 | N/A | 3 RRU 11 B4 | 3 | 1 DUS 31 02 | 1 | RBS6601_SHARE | 3 R 2217B2 | 3 | 0 DUS 31 02 | 0 | RBS6601_SHARE | [5 empty] | 12 | 0 | Oscar | #N/A | 2023 | GWL | 2023-09-28 | 41 | GWL-01-Mod. 850 (1-2-3) ; Exp. LTE (C) ; AAS FDD (DEGH) ; Sectorizar (FI) | 3 | 1 | 0 | 0 | 1 | 2 |  | 7 | 12 | 1 | 0 | 0 | 0 | 0 | 0 | 1 | 0 | 1 | Mod. 850 (1-2-3) ; Exp. LTE (C) ; AAS FDD (DEGH) ; Sectorizar (FI) | DEFGHI | C(1-2-3) | 2 | 1 | 2 | Baseband 6631 | Baseband 6651 |  | Baseband 6631 GWL-Baseband 6651 L | GWL-01 | L-01 |  | 0 | [6 empty] | INST : Mod. 850 / LTE 700 / Sectorize AWS&1900 / AAS FDD AWS&1900 / |  | MIC BO 3YPlan 2023_3BB_7R_1A | 1 | 1xBaseband 6631, 2xBaseband 6651, 3xRadio 2219 B5, 1xRadio 4415 B2/25, 1xRadio 4478 B12A, 2xRadio AAS B25/B66, |  | 1xTwin Beam Antenna, | [35 empty] | 16 |  |  |  |  | 245 | 30 | 7 |  | 23 |  |  |  | #N/A | +591 75137341 | 2023-10-05 | 2023-11-05 |  |  | Exp. RBS6101 |  | 6 | 8 | 14 | 30 | [18 empty] | 2 |  |  |  | 2 | 6 | AB |  | Soportes para antenas air en mastil (rooftop) de 3'' | [39 empty] | 1xBaseband 6631, 2xBaseband 6651, 3xRadio 2219 B5, 1xRadio 4415 B2/25, 1xRadio 4478 B12A, 2xRadio AAS B25/B66, 1xTwin Beam Antenna, | EXISTING SITE 2G/3G 850/AWS/LTE 1900/ L:DEFGHI-> INST : Mod. 850 / LTE 700 / Sectorize AWS&1900 / AAS FDD AWS&1900 / New :C(1-2-3) | 1xBaseband 6631, 2xBaseband 6651, 3xRadio 2219 B5, 1xRadio 4415 B2/25, 1xRadio 4478 B12A, 2xRadio AAS B25/B66, 1xTwin Beam Antenna, | 0 | 2 | [9 empty] | INST : Mod. 850 / LTE 700 / Sectorize AWS&1900 / AAS FDD AWS&1900 / ; Sectores: Mod. 850 (1-2-3) ; Exp. LTE (C) ; AAS FDD (DEGH) ; Sectorizar (FI) ; Controlador: Baseband 6631 ; Hardware: 1xBaseband 6631, 2xBaseband 6651, 3xRadio 2219 B5, 1xRadio 4415 B2/25, 1xRadio 4478 B12A, 2xRadio AAS B25/B66, 1xTwin Beam Antenna,
69 |  | / LTE RO 2020 Capacity H1 - 1900Mhz | Proyecto Millicom Bolivia 3YPlan 2023 | SAL | La Salle | In Services | -17.7724 | -63.1877 | Urban | Santa Cruz de la Sierra | Andres Ibanez | Santa Cruz | 3 | Mástil | PBC6200 | - | 3 | 3 | 0 | 0 | 3 | 3 | 3 | 0 | 15 |  | 1 DUG 20 01-1 DUW 31 01-1 DUS 31 02 | 3 RRU 12 B5 | 3 | 1 DUG 20 01 | 1 | RBS 6601_SHARE | 3 RRU 01 B5 | 3 | 1 DUW 31 01 | 1 | RBS6601 | N/A | 0 | N/A | 0 | N/A | 3 RRUS 11 B12 | 3 | 1 DUS 31 02 | 1 | RBS6601_SHARE | 3 RRU 11 B4 | 3 | 0 DUS 31 02 | 0 | RBS6601_SHARE | 3 R 2217B2 | 3 | 0 DUS 31 02 | 0 | RBS6601_SHARE | [5 empty] | 15 | 0 |  | #N/A | 2023 | GWL | 2023-09-28 | 41 | GWL-01-Mod. 850 (1-2-3) ; AAS FDD (FI) ; Sectorizar (DEGH) | 3 | 0 | 0 | 2 | 0 | 1 |  | 6 | 15 |  | 0 | 0 | 0 | 3 | 0 | 2 | 0 | 5 | Mod. 850 (1-2-3) ; AAS FDD (FI) ; Sectorizar (DEGH) | ABCDEFGHI | (1-2-3) | 6 | 1 | 1 | Baseband 6631 | Baseband 6651 |  | Baseband 6631 GWL-Baseband 6651 L | GWL-01 | L-01 |  | 0 | [6 empty] | INST : Mod. 850 / Sectorize AWS&1900 / AAS FDD AWS&1900 / |  | MIC BO 3YPlan 2023_2BB_6R_5A | 1 | 1xBaseband 6631, 1xBaseband 6651, 3xRadio 2219 B5, 2xRadio 4499 44B2/25 44B66A, 1xRadio AAS B25/B66, |  | 3xAntenna 4pL, 2xTwin Beam Antenna, | [34 empty] | 6 | 8 | 6 |  |  |  | 246 | 30 | 6 |  | 17 |  |  |  | #N/A | +591 75137341 | 2023-10-05 | 2023-11-05 |  |  | Exp. PBC |  | 27 | 20 | 47 | 67 | [12 empty] | 1 | 2 | 2 | [51 empty] | 1xBaseband 6631, 1xBaseband 6651, 3xRadio 2219 B5, 2xRadio 4499 44B2/25 44B66A, 1xRadio AAS B25/B66, 3xAntenna 4pL, 2xTwin Beam Antenna, | EXISTING SITE 2G/3G 850/LTE 700/AWS/LTE 1900/ L:ABCDEFGHI-> INST : Mod. 850 / Sectorize AWS&1900 / AAS FDD AWS&1900 / New :(1-2-3) | 1xBaseband 6631, 1xBaseband 6651, 3xRadio 2219 B5, 2xRadio 4499 44B2/25 44B66A, 1xRadio AAS B25/B66, 3xAntenna 4pL, 2xTwin Beam Antenna, | [8 empty] | #N/A
41 |  | / LTE RO 2020 Capacity H1 - 1900Mhz | Proyecto Millicom Bolivia 3YPlan 2023 | CVR | Cerro Verde | In Services | -17.4161 | -66.1453 | Urban | Cochabamba | Cercado (CBBA) | Cochabamba | 25 | Selfsupported | Enclosure 6150 | - | 0 | 0 | 3 | 0 | 0 | 3 | 3 | 0 | 9 |  | 1 BB 5216 GW-1 BB 5212 L | 3 R 2219 B5 GW | 3 | 1 BB 5216 GW | 1 | RBS 6601 | 0 R 2219 B5 GW | 0 | 0 BB 5216 GW | 0 | RBS 6601 | N/A | 0 | N/A | 0 | N/A | N/A | 0 | N/A | 0 | N/A | 3 RRUS 32 B4 | 3 | 1 BB 5212 L | 1 | RBS 6601 | 3 R 2217B2 | 3 | 0 BB 5212 L | 0 | RBS 6601 | [5 empty] | 9 | 0 |  | #N/A | 2023 | GWL | 2023-09-25 | 39 | GWL-01-Mod. 850 (2-3) ; Exp. LTE (BC) ; MIMO4 LTE (DEFGHI) ; | 0 | 0 | 0 | 3 | 1 | 0 |  | 4 | 9 |  | 0 | 2 | 1 | 0 | 0 | 0 | 0 | 3 | Mod. 850 (2-3) ; Exp. LTE (BC) ; MIMO4 LTE (DEFGHI) ; | DEFGHI | BC(2-3) | 1 | 1 | 0 | Baseband 6631 | N/A |  | Baseband 6631 GWL | GWL-01 | - |  | 0 | [6 empty] | INST : Mod. 850 / LTE 700 / |  | MIC BO 3YPlan 2023_1BB_4R_3A | 10 | 1xBaseband 6631, 3xRadio 4499 44B2/25 44B66A, 1xRadio 4478 B12A, |  | 2xAntenna 2pL4pH, 1xAntenna 4pH, | [33 empty] | 14 | 2 | 14 | 2 |  |  |  | 197 | 50 | 4 |  | 42 |  |  |  | #N/A | +591 71369827 | 2023-09-20 | 2023-09-21 |  |  | Exp. E6150 |  | 21 | 6 | 27 | 44 | [5 empty] | 1 | 1 |  | 3 | 0 | [45 empty] | 2 | 21 | AB | 0 | 21 | AC | 2 Barras de Tierra para soportería 2 (Sect. 1-2 y Sect. 2-3) |  |  |  |  | 1xBaseband 6631, 3xRadio 4499 44B2/25 44B66A, 1xRadio 4478 B12A, 2xAntenna 2pL4pH, 1xAntenna 4pH, | EXISTING SITE MIXMODE 850/AWS/LTE 1900/ L:DEFGHI-> INST : Mod. 850 / LTE 700 / New :BC(2-3) | 1xBaseband 6631, 3xRadio 4499 44B2/25 44B66A, 1xRadio 4478 B12A, 2xAntenna 2pL4pH, 1xAntenna 4pH, | 0 | 3 | [6 empty] | #N/A |  |  |  |  | D
16 |  | / LTE RO 2020 Capacity H1 - 1900Mhz | Proyecto Millicom Bolivia 3YPlan 2023 | B26 | B. 26 de Septiembre | In Services | -17.7267 | -63.1056 | Urban | Santa Cruz de la Sierra | Andres Ibanez | Santa Cruz | 40 | Selfsupported | RBS6101 | - | 3 | 3 | 0 | 0 | 3 | 3 | 3 | 0 | 15 |  | 1 DUG 20 01-1 DUW 31 01-1 DUS 31 02 | 3 RRU 01 B5 | 3 | 1 DUG 20 01 | 1 | RBS 6601_SHARE | 3 RRU 01 B5 | 3 | 1 DUW 31 01 | 1 | RBS 6601 | N/A | 0 | N/A | 0 | N/A | 3 RRUS 11 B12 | 3 | 1 DUS 31 02 | 1 | RBS 6601_SHARE | 3 RRUS 32 B4 | 3 | 0 DUS 31 02 | 0 | RBS 6601_SHARE | 3 R 2217B2 | 3 | 0 DUS 31 02 | 0 | RBS 6601_SHARE | [5 empty] | 15 | 0 |  | #N/A | 2023 | GWL | 2023-10-23 | 43 | GWL-01-Mod. 850 (1-2-3) ; AAS FDD (FI) ; Sectorizar (DEGH) | 3 | 2 | 0 | 0 | 0 | 1 |  | 6 | 15 |  | 0 | 0 | 0 | 0 | 0 | 2 | 0 | 2 | Mod. 850 (1-2-3) ; AAS FDD (FI) ; Sectorizar (DEGH) | ABCDEFGHI | (1-2-3) | 6 | 1 | 1 | Baseband 6631 | Baseband 6651 |  | Baseband 6631 GWL-Baseband 6651 L | GWL-01 | L-01 |  | 0 | [6 empty] | INST : Mod. 850 / Sectorize AWS&1900 / AAS FDD AWS&1900 / |  | MIC BO 3YPlan 2023_2BB_6R_2A | 16 | 1xBaseband 6631, 1xBaseband 6651, 3xRadio 2219 B5, 2xRadio 4415 B2/25, 1xRadio AAS B25/B66, |  | 2xTwin Beam Antenna, | [27 empty] | 6 | [5 empty] | 8 |  | 8 |  |  |  |  | 309 | 70 | 6 |  | 59 |  |  |  | #N/A | +591 71369827 | 2023-10-19 | 2023-10-20 |  |  | Exp. RBS6101 |  | 38 | 4 | 42 | 61 | [18 empty] | 3 | [47 empty] | 1xBaseband 6631, 1xBaseband 6651, 3xRadio 2219 B5, 2xRadio 4415 B2/25, 1xRadio AAS B25/B66, 2xTwin Beam Antenna, | EXISTING SITE 2G/3G 850/LTE 700/AWS/LTE 1900/ L:ABCDEFGHI-> INST : Mod. 850 / Sectorize AWS&1900 / AAS FDD AWS&1900 / New :(1-2-3) | 1xBaseband 6631, 1xBaseband 6651, 3xRadio 2219 B5, 2xRadio 4415 B2/25, 1xRadio AAS B25/B66, 2xTwin Beam Antenna, | 0 | 11 | [6 empty] | #N/A
70 |  | RO 2021 - LTE Capacity H2-P1 | Proyecto Millicom Bolivia 3YPlan 2023 | LCM | Lacma | In Services | -17.4353 | -66.1663 | Urban | Cochabamba | Cercado (CBBA) | Cochabamba | 25 | Selfsupported | Enclosure 6150 | - | 0 | 0 | 3 | 0 | 3 | 2 | 0 | 0 | 8 |  | 1 BB 5216 GWL | 3 R 2219 B5 GW | 3 | 1 BB 5216 GWL | 1 | RBS 6601 | 0 R 2219 B5 GW | 0 | 0 BB 5216 GWL | 0 | RBS 6601 | N/A | 0 | N/A | 0 | N/A | 3 RRUS 11 B12 | 3 | 0 BB 5216 GWL | 0 | RBS 6601 | 2 RRUS 32 B4 | 2 | 0 BB 5216 GWL | 0 | RBS 6601 | N/A | 0 | N/A | 0 | N/A | [5 empty] | 8 | 0 |  | #N/A | 2023 | GWL | 2023-09-25 | 39 | GWL-01-Mod. 850 (1) ; Exp. LTE (FGH) ; | 0 | 2 | 1 | 0 | 0 | 0 |  | 3 | 8 |  | 0 | 0 | 0 | 0 | 0 | 0 | 3 | 3 | Mod. 850 (1) ; Exp. LTE (FGH) ; | ABCDE | FGH(1) | 1 | 1 | 0 | Baseband 6631 | N/A |  | Baseband 6631 GWL | GWL-01 | - |  | 0 | [6 empty] | INST : Mod. 850 / LTE 1900 / LTE AWS / |  | MIC BO 3YPlan 2023_1BB_3R_3A | 30 | 1xBaseband 6631, 2xRadio 4415 B2/25, 1xRadio 4415 B66A, |  | 3xAntena 80010767, |  |  | 3 | [30 empty] | 6 |  | 12 |  |  |  | 3 | 198 | 50 | 3 |  | 42 |  |  |  | #N/A | +591 71369827 | 2023-09-20 | 2023-09-21 |  |  | Exp. E6150 |  | 23 | 4 | 27 | 44 | [5 empty] | 1 | 1 | 3 |  | 0 | [12 empty] | 1 | 19 | C | [30 empty] | 1 | 17 | BC | [8 empty] | 1xBaseband 6631, 2xRadio 4415 B2/25, 1xRadio 4415 B66A, 3xAntena 80010767, | EXISTING SITE MIXMODE 850/LTE 700/AWS/ L:ABCDE-> INST : Mod. 850 / LTE 1900 / LTE AWS / New :FGH(1) | 1xBaseband 6631, 2xRadio 4415 B2/25, 1xRadio 4415 B66A, 3xAntena 80010767,
74 |  | / LTE RO 2020 Capacity H1 - 1900Mhz/High Load Cells_Only F1 | Proyecto Millicom Bolivia 3YPlan 2023 | CUS | Los Cusis | In Services | -17.7286 | -63.0799 | Urban | Santa Cruz de la Sierra | Andres Ibanez | Santa Cruz | 70 | Selfsupported | PBC6200 | - | 3 | 3 | 0 | 0 | 3 | 3 | 3 | 0 | 15 |  | 1 DUG 20 01-1 DUW 41 01-1 DUS 31 01 | 3 RRUS 12 B5 | 3 | 1 DUG 20 01 | 1 | RBS 6601 | 3 RRUS 01 B5 | 3 | 1 DUW 41 01 | 1 | RBS 6601 | N/A | 0 | N/A | 0 | N/A | 3 RRUS 11 B12 | 3 | 1 DUS 31 01 | 1 | RBS 6601_SHARE | 3 RRUS 32 B4 | 3 | 0 DUS 31 01 | 0 | RBS6601_SHARE | 3 R 2217B2 | 3 | 0 DUS 31 01 | 0 | RBS6601_SHARE | [5 empty] | 15 | 0 |  | #N/A | 2023 | GWL | 2023-10-23 | 43 | GWL-01-Mod. 850 (1-2-3) ; AAS FDD (EH) ; Sectorizar (DFGI) | 3 | 2 | 0 | 0 | 0 | 1 |  | 6 | 15 |  | 0 | 0 | 0 | 0 | 0 | 2 | 0 | 2 | Mod. 850 (1-2-3) ; AAS FDD (EH) ; Sectorizar (DFGI) | ABCDEFGHI | (1-2-3) | 9 | 1 | 1 | Baseband 6631 | Baseband 6651 |  | Baseband 6631 GWL-Baseband 6651 L | GWL-01 | L-01 |  | 0 | [6 empty] | INST : Mod. 850 / Sectorize AWS&1900 / AAS FDD AWS&1900 / |  | MIC BO 3YPlan 2023_2BB_6R_2A | 16 | 1xBaseband 6631, 1xBaseband 6651, 3xRadio 2219 B5, 2xRadio 4415 B2/25, 1xRadio AAS B25/B66, |  | 2xTwin Beam Antenna, | [27 empty] | 6 | [5 empty] | 8 |  | 8 |  |  |  |  | 310 | 100 | 6 |  | 92 |  |  |  | #N/A | +591 71369827 | 2023-10-19 | 2023-10-20 |  |  | Exp. PBC |  | 59 | 10 | 69 | 91 | [10 empty] | 1 |  | 1 | 2 | 2 | [5 empty] | SWAP |  | 3 | 59 | ABC | [27 empty] | 3 | 58.5 | ABC | [6 empty] | Instalar 1 barra por sector |  |  |  |  | 1xBaseband 6631, 1xBaseband 6651, 3xRadio 2219 B5, 2xRadio 4415 B2/25, 1xRadio AAS B25/B66, 2xTwin Beam Antenna, | EXISTING SITE 2G/3G 850/LTE 700/AWS/LTE 1900/ L:ABCDEFGHI-> INST : Mod. 850 / Sectorize AWS&1900 / AAS FDD AWS&1900 / New :(1-2-3) | 1xBaseband 6631, 1xBaseband 6651, 3xRadio 2219 B5, 2xRadio 4415 B2/25, 1xRadio AAS B25/B66, 2xTwin Beam Antenna, | [8 empty] | #N/A
76 |  |  | Proyecto Millicom Bolivia 3YPlan 2023 | MPR | Melchor Perez | In Services | -17.3715 | -66.1752 | Urban | Cochabamba | Cercado (CBBA) | Cochabamba | 6 | Monopolo | Enclosure 6150 | - | 0 | 0 | 3 | 0 | 0 | 1 | 0 | 0 | 4 |  | 1 BB 5216 GWL | 3 R 2219 B5 GW | 3 | 1 BB 5216 GWL | 1 | RBS 6601 | 0 R 2219 B5 GW | 0 | 0 BB 5216 GWL | 0 | RBS 6601 | N/A | 0 | N/A | 0 | N/A | N/A | 0 | N/A | 0 | N/A | 1 R 4415 B66A | 1 | 0 BB 5216 GWL | 0 | RBS 6601 | N/A | 0 | N/A | 0 | N/A | [5 empty] | 4 | 0 |  | #N/A | 2023 | GWL | 2023-09-25 | 39 | GWL-01-Exp. LTE (I) ; | 0 | 1 | 0 | 0 | 0 | 0 |  | 1 | 4 |  | 0 | 0 | 0 | 0 | 0 | 0 | 0 | 0 | Exp. LTE (I) ; | F | I | 2 | 1 | 0 | Baseband 6631 | N/A |  | Baseband 6631 GWL | GWL-01 | - |  | 0 | [6 empty] | INST : LTE 1900 / |  | MIC BO 3YPlan 2023_1BB_1R | 11 | 1xBaseband 6631, 1xRadio 4415 B2/25, | [35 empty] | 0 |  | 8 |  |  |  |  | 199 | 30 | 1 |  | 21 |  |  |  | #N/A | +591 71369827 | 2023-09-20 | 2023-09-21 |  |  | Exp. E6150 |  | 5 | 11 | 16 | 32 | [5 empty] | 1 | 1 | 1 |  | 0 | [56 empty] | 1xBaseband 6631, 1xRadio 4415 B2/25, | EXISTING SITE MIXMODE 850/AWS/ L:F-> INST : LTE 1900 / New :I | 1xBaseband 6631, 1xRadio 4415 B2/25, | [8 empty] | #N/A
5 |  | RO 2021 - LTE Capacity H1_119 Sitios / LTE RO 2020 Capacity H1 - 1900Mhz | Proyecto Millicom Bolivia 3YPlan 2023 | ABA | Abasto | In Services | -17.7946 | -63.2075 | Urban | Santa Cruz de la Sierra | Andres Ibanez | Santa Cruz | 40 | Selfsupported | RBS6101 | - | 3 | 3 | 0 | 0 | 3 | 3 | 3 | 0 | 15 |  | 1 BB 6630 GL-1 DUW 31 01 | 3 RRUS 12 B5 | 3 | 1 BB 6630 GL | 1 | RBS 6630 | 3 RRUS 01 B5 | 3 | 1 DUW 31 01 | 1 | RBS6601 | N/A | 0 | N/A | 0 | N/A | 3 R 4478 B12A | 3 | 0 BB 6630 GL | 0 | RBS 6630 | 3 RRUS 11 B4 | 3 | 0 BB 6630 GL | 0 | RBS 6630 | 3 R 2217B2 | 3 | 0 BB 6630 GL | 0 | RBS 6630 | [5 empty] | 15 | 0 |  | #N/A | 2023 | GWL | 2023-10-04 | 38 | GL-01-Mod. 850 (1-2-3) ; AAS FDD (DEFGHI) ; | 3 | 0 | 0 | 0 | 0 | 3 |  | 6 | 15 |  | 0 | 0 | 0 | 0 | 0 | 0 | 0 | 0 | Mod. 850 (1-2-3) ; AAS FDD (DEFGHI) ; | ABCDEFGHI | (1-2-3) | 26 | 0 | 2 | Keep BB 6630 | Baseband 6651 |  | Keep BB 6630 GL-Baseband 6651 L | GL-01 | L-01 |  | 0 | [6 empty] | INST : Mod. 850 / AAS FDD AWS&1900 / |  | MIC BO 3YPlan 2023_2BB_6R | 11 | 2xBaseband 6651, 3xRadio 2219 B5, 3xRadio AAS B25/B66, | [37 empty] | 6 |  |  |  |  | 179 | 70 | 6 |  | 59 |  |  |  | #N/A | +591 75137341 | 2023-12-05 | 14/05/2023 |  |  | Exp. E6150 |  | 40 | 3 | 43 | 62 | [5 empty] | 0 | 1 |  | 3 | [57 empty] | 2xBaseband 6651, 3xRadio 2219 B5, 3xRadio AAS B25/B66, | EXISTING SITE 2G/3G 850/LTE 700/AWS/LTE 1900/ L:ABCDEFGHI-> INST : Mod. 850 / AAS FDD AWS&1900 / New :(1-2-3) | 2xBaseband 6651, 3xRadio 2219 B5, 3xRadio AAS B25/B66, | 0 | - | [6 empty] | #N/A
91 |  | / LTE RO 2019 Capacity H1 | Proyecto Millicom Bolivia 3YPlan 2023 | PPO | Parque Del Poeta | In Services | -17.3902 | -66.1667 | Urban | Cochabamba | Cercado (CBBA) | Cochabamba | 6 | Monopolo | Enclosure 6150 | - | 0 | 0 | 3 | 0 | 0 | 1 | 0 | 0 | 4 |  | 1 BB 5216 GWL | 3 R 2219 B5 GW | 3 | 1 BB 5216 GWL | 1 | RBS 6601 | 0 R 2219 B5 GW | 0 | 0 BB 5216 GWL | 0 | RBS6601 | N/A | 0 | N/A | 0 | N/A | N/A | 0 | N/A | 0 | N/A | 1 R 4415 B66A | 1 | 0 BB 5216 GWL | 0 | RBS 6601 | N/A | 0 | N/A | 0 | N/A | [5 empty] | 4 | 0 |  | #N/A | 2023 | GWL | 2023-09-25 | 39 | GWL-01-Mod. 850 (2) ; Exp. LTE (H) ; | 0 | 1 | 0 | 0 | 0 | 0 |  | 1 | 4 |  | 0 | 0 | 0 | 0 | 0 | 0 | 0 | 0 | Mod. 850 (2) ; Exp. LTE (H) ; | E | H(2) | 2 | 1 | 0 | Baseband 6631 | N/A |  | Baseband 6631 GWL | GWL-01 | - |  | 0 | [6 empty] | INST : Mod. 850 / LTE 1900 / |  | MIC BO 3YPlan 2023_1BB_1R | 11 | 1xBaseband 6631, 1xRadio 4415 B2/25, | [35 empty] | 0 |  | 4 | 4 |  |  |  | 200 | 30 | 1 |  | 21 |  |  |  | #N/A | +591 71369827 | 2023-09-20 | 2023-09-21 |  |  | Exp. E6150 |  | 5 | 3 | 8 | 23 | [5 empty] | 1 | 1 | 1 |  | 0 | [45 empty] | 1 | 3 | N/A | [8 empty] | 1xBaseband 6631, 1xRadio 4415 B2/25, | EXISTING SITE MIXMODE 850/AWS/ L:E-> INST : Mod. 850 / LTE 1900 / New :H(2) | 1xBaseband 6631, 1xRadio 4415 B2/25,
27 |  |  | Proyecto Millicom Bolivia 3YPlan 2023 | CAI | Cainco | In Services | -17.7885 | -63.1787 | Urban | Santa Cruz de la Sierra | Andres Ibanez | Santa Cruz | 18 | Monopolo | PBC6200 | - | 3 | 3 | 0 | 0 | 0 | 0 | 0 | 3 | 9 |  | 1 DUG 20 01-1 DUW 31 01-1 BB 5212 L | 3 RRUS 12B5 G | 3 | 1 DUG 20 01 | 1 | RBS 6601 | 3 RRUS 01B5 W | 3 | 1 DUW 31 01 | 1 | RBS 6601 | N/A | 0 | N/A | 0 | N/A | N/A | 0 | N/A | 0 | N/A | N/A | 0 | 1 BB 5212 L | 1 | RBS6601 Share | N/A | 0 | N/A | 0 | N/A | 3 R 4499 B2B25B66A | 3 | 1 BB 5212 L | 1 | RBS6601 Share | 9 | 0 | Brian | #N/A | 2023 | GWL | 2023-10-04 | 41 | GWL-01-Mod. 850 (1-2-3) ; Exp. LTE (ABC) ; MIMO4 LTE (EFHI) ; Sectorizar (DG) | 3 | 0 | 0 | 0 | 2 | 0 |  | 5 | 9 | 3 | 0 | 0 | 0 | 0 | 0 | 1 | 0 | 1 | Mod. 850 (1-2-3) ; Exp. LTE (ABC) ; MIMO4 LTE (EFHI) ; Sectorizar (DG) | DEFGHI | ABC(1-2-3) | 1 | 1 | 0 | Baseband 6631 | N/A |  | Baseband 6631 GWL | GWL-01 | - |  | 0 | [6 empty] | INST : Mod. 850 / LTE 700 / Sectorize AWS&1900 / |  | MIC BO 3YPlan 2023_1BB_5R_1A | 3 | 1xBaseband 6631, 3xRadio 2219 B5, 2xRadio 4478 B12A, |  | 1xTwin Beam Antenna, | [35 empty] | 4 | 12 |  |  |  | 259 | 50 | 5 |  | 34 |  |  |  | #N/A | +591 71369827 | 2023-10-05 | 2023-11-05 |  | 1 | Exp. PBC |  | 6 | 20 | 26 | 43 | [12 empty] | 1 | 1 | 1 | [51 empty] | 1xBaseband 6631, 3xRadio 2219 B5, 2xRadio 4478 B12A, 1xTwin Beam Antenna, | EXISTING SITE 2G/3G 850/LTE AWS&1900/ L:DEFGHI-> INST : Mod. 850 / LTE 700 / Sectorize AWS&1900 / New :ABC(1-2-3) | 1xBaseband 6631, 3xRadio 2219 B5, 2xRadio 4478 B12A, 1xTwin Beam Antenna, | [8 empty] | #N/A
37 |  | / LTE RO 2020 Capacity H1 - 1900Mhz | Proyecto Millicom Bolivia 3YPlan 2023 | UNV | Campus Universitario | In Services | -17.773 | -63.195 | Urban | Santa Cruz de la Sierra | Andres Ibanez | Santa Cruz | 6 | Monopolo | RBS6101 | - | 0 | 0 | 3 | 0 | 1 | 3 | 3 | 0 | 10 |  | 1 DUG 20 01-1 DUW 31 01-1 DUS | 3 RRUS 12 B5 G | 3 | 1 DUG 20 01 | 1 | RBS 6101 | 0 RRUS 01B5 W | 0 | 1 DUW 31 01 | 1 | RBS 6101 | N/A | 0 | N/A | 0 | N/A | 1 RRUS 11 B12 | 1 | 1 DUS | 1 | RBS 6101 | 2 RRUS 11 B4 ; 1 R 4415B66A | 3 | 0 BB 5212 L | 0 | RBS 6101 | 3 R 2217B2 | 3 | 0 BB 5212 L | 0 | RBS 6101 | [5 empty] | 10 | 0 | Oscar | #N/A | 2023 | GWL | 2023-10-04 | 37 | GWL-01-Mod. 850 (1-2) ; Exp. LTE (C) ; MIMO4 LTE (FI) ; AAS FDD (DEGH) ; | 2 | 0 | 0 | 1 | 1 | 2 |  | 6 | 10 |  | 0 | 0 | 0 | 0 | 0 | 0 | 1 | 1 | Mod. 850 (1-2) ; Exp. LTE (C) ; MIMO4 LTE (FI) ; AAS FDD (DEGH) ; | BDEFGHI | C(1-2) | 2 | 1 | 2 | Baseband 6631 | Baseband 6651 |  | Baseband 6631 GWL-Baseband 6651 L | GWL-01 | L-01 |  | 0 | [6 empty] | INST : Mod. 850 / LTE 700 / AAS FDD AWS&1900 / |  | MIC BO 3YPlan 2023_3BB_6R_1A | 19 | 1xBaseband 6631, 2xBaseband 6651, 2xRadio 2219 B5, 1xRadio 4499 44B2/25 44B66A, 1xRadio 4478 B12A, 2xRadio AAS B25/B66, |  | 1xAntena 80010767, | [27 empty] | 2 | 2 | [7 empty] | 6 |  |  |  | 172 | 30 | 6 |  | 21 |  |  |  | #N/A | +591 71369827 |  |  |  |  | Exp. RBS6101 |  | 6 | 7 | 13 | 29 | [18 empty] | 3 |  |  |  | 2 | 5 | AB |  | Soportes para antenas air en mastil (rooftop) de 3'' | [25 empty] | 1 | 13 | N/A | [11 empty] | 1xBaseband 6631, 2xBaseband 6651, 2xRadio 2219 B5, 1xRadio 4499 44B2/25 44B66A, 1xRadio 4478 B12A, 2xRadio AAS B25/B66, 1xAntena 80010767, | EXISTING SITE MIXMODE 850/LTE 700/AWS/LTE 1900/ L:BDEFGHI-> INST : Mod. 850 / LTE 700 / AAS FDD AWS&1900 / New :C(1-2) | 1xBaseband 6631, 2xBaseband 6651, 2xRadio 2219 B5, 1xRadio 4499 44B2/25 44B66A, 1xRadio 4478 B12A, 2xRadio AAS B25/B66, 1xAntena 80010767, | 0 | - | [6 empty] | OK
50 |  | / LTE RO 2020 Capacity H1 - 1900Mhz | Proyecto Millicom Bolivia 3YPlan 2023 | EDI | Edif. Dima | In Services | -17.7851 | -63.1939 | Urban | Santa Cruz de la Sierra | Andres Ibanez | Santa Cruz | 40 | Mástil | RBS6101 | - | 0 | 3 | 0 | 0 | 0 | 3 | 3 | 0 | 9 |  | 1 DUW 31 01-1 DUS 31 02 | N/A | 0 | N/A | 0 | N/A | 3 RRU 01 B5 | 3 | 1 DUW 31 01 | 1 | RBS 6601 | N/A | 0 | N/A | 0 | N/A | N/A | 0 | N/A | 0 | N/A | 3 RRUS 11 B4 | 3 | 1 DUS 31 02 | 1 | RBS6601 | 3 R 2217B2 | 3 | 0 DUS 31 02 | 0 | RBS6601 | [5 empty] | 9 | 0 |  | #N/A | 2023 | WL | 2023-10-04 | 42 | WL-01-Mod. 850 (1-3) ; Exp. LTE (A) ; MIMO4 LTE (DEG) ; Sectorizar (FI) | 2 | 0 | 1 | 2 | 1 | 0 |  | 6 | 9 |  | 0 | 0 | 1 | 0 | 1 | 1 | 0 | 3 | Mod. 850 (1-3) ; Exp. LTE (A) ; MIMO4 LTE (DEG) ; Sectorizar (FI) | DEFGHI | A(1-3) | 1 | 1 | 0 | Baseband 6631 | N/A |  | Baseband 6631 WL | WL-01 | - |  | 0 | [6 empty] | INST : Mod. 850 / LTE 700 / Sectorize AWS&1900 / |  | MIC BO 3YPlan 2023_1BB_6R_3A | 21 | 1xBaseband 6631, 2xRadio 2219 B5, 1xRadio 4415 B66A, 2xRadio 4499 44B2/25 44B66A, 1xRadio 4478 B12A, |  | 1xAntenna 4pH, 1xAntenna 4pL4pH , 1xTwin Beam Antenna, | [33 empty] | 2 |  | 8 | 8 |  |  |  | 290 | 70 | 6 |  | 59 |  |  |  | #N/A | +591 71369827 | 2023-10-12 | 2023-10-13 |  | 2 | Exp. RBS6101 |  | 25 | 18 | 43 | 62 | [18 empty] | 3 | [47 empty] | 1xBaseband 6631, 2xRadio 2219 B5, 1xRadio 4415 B66A, 2xRadio 4499 44B2/25 44B66A, 1xRadio 4478 B12A, 1xAntenna 4pH, 1xAntenna 4pL4pH , 1xTwin Beam Antenna, | EXISTING SITE 3G 850/AWS/LTE 1900/ L:DEFGHI-> INST : Mod. 850 / LTE 700 / Sectorize AWS&1900 / New :A(1-3) | 1xBaseband 6631, 2xRadio 2219 B5, 1xRadio 4415 B66A, 2xRadio 4499 44B2/25 44B66A, 1xRadio 4478 B12A, 1xAntenna 4pH, 1xAntenna 4pL4pH , 1xTwin Beam Antenna, | 0 | - | [9 empty] | Reuso de Antena |  | DEF
7 |  | / LTE RO 2020 Capacity H2 - 1900Mhz | Proyecto Millicom Bolivia 3YPlan 2023 | ARE | Arenal | In Services | -17.7782 | -63.1842 | Urban | Santa Cruz de la Sierra | Andres Ibanez | Santa Cruz | 6 | Monopolo | PU6210 | - | 3 | 3 | 0 | 3 | 0 | 3 | 0 | 0 | 12 |  | 1 DUG 20 01-1 DUW 31 01-1 DUW 31 01-1 DUS 31 02 | 3 RRU 12 B5 | 3 | 1 DUG 20 01 | 1 | RBS 6601_SHARE | 3 RRU 01 B5 | 3 | 1 DUW 31 01 | 1 | RBS 6601_SHARE | 3 RRUS 01 B2 W | 3 | 1 DUW 31 01 | 1 | RBS 6601_SHARE | N/A | 0 | N/A | 0 | N/A | 3 RRU 11 B4 | 3 | 1 DUS 31 02 | 1 | RBS 6601_SHARE | N/A | 0 | N/A | 0 | N/A | [5 empty] | 12 | 0 | Oscar | #N/A | 2023 | GWL | 2023-09-28 | 39 | GWL-01-Mod. 850 (3) ; Exp. LTE (GH) ; MIMO4 LTE (DE) ; AAS FDD (FI) ; | 1 | 0 | 0 | 2 | 0 | 1 |  | 4 | 12 |  | 0 | 0 | 0 | 0 | 0 | 0 | 2 | 2 | Mod. 850 (3) ; Exp. LTE (GH) ; MIMO4 LTE (DE) ; AAS FDD (FI) ; | DEFI | GH(3) | 2 | 1 | 1 | Baseband 6631 | Baseband 6651 |  | Baseband 6631 GWL-Baseband 6651 L | GWL-01 | L-01 |  | 0 | [6 empty] | INST : Mod. 850 / LTE 1900 / AAS FDD AWS&1900 / |  | MIC BO 3YPlan 2023_2BB_4R_2A | 7 | 1xBaseband 6631, 1xBaseband 6651, 1xRadio 2219 B5, 2xRadio 4499 44B2/25 44B66A, 1xRadio AAS B25/B66, |  | 2xAntena 80010767, |  |  | 2 | [32 empty] | 10 |  |  |  | 2 | 201 | 30 | 4 |  | 21 |  |  |  | #N/A | +591 71369827 | 2023-09-20 | 2023-09-21 |  |  | Exp. PU |  | 10 | 10 | 20 | 36 | [6 empty] | 1 | [5 empty] | 1 | [9 empty] | 2 | 19 | AB |  | Soportes para antenas en losa de azotea (rooftop) | [25 empty] | 1 | 19 | AB | 1 | 19 | C |  |  |  | Se instalan a nivel de piso |  |  |  |  | 1xBaseband 6631, 1xBaseband 6651, 1xRadio 2219 B5, 2xRadio 4499 44B2/25 44B66A, 1xRadio AAS B25/B66, 2xAntena 80010767, | EXISTING SITE 2G/3G 850/3G 1900/AWS/ L:DEFI-> INST : Mod. 850 / LTE 1900 / AAS FDD AWS&1900 / New :GH(3) | 1xBaseband 6631, 1xBaseband 6651, 1xRadio 2219 B5, 2xRadio 4499 44B2/25 44B66A, 1xRadio AAS B25/B66, 2xAntena 80010767, | 3 | - | [6 empty] | #N/A
82 |  | RO 2021 - LTE Capacity H1_119 Sitios / | Proyecto Millicom Bolivia 3YPlan 2023 | OLG | Olguin | In Services | -17.7956 | -63.1858 | Urban | Santa Cruz de la Sierra | Andres Ibanez | Santa Cruz | 6 | Monopolo | RBS6101 | - | 3 | 3 | 0 | 0 | 0 | 3 | 1 | 0 | 10 |  | 1 DUG 20 01-1 DUW 31 01-1 DUS 31 02 | 3 RRUS 01 B5 | 3 | 1 DUG 20 01 | 1 | RBS6601_SHARE | 3 RRUS 01 B5 | 3 | 1 DUW 31 01 | 1 | RBS6601 | N/A | 0 | N/A | 0 | N/A | N/A | 0 | N/A | 0 | N/A | 3 RRUS 32 B4 | 3 | 1 DUS 31 02 | 1 | RBS6601_SHARE | 1 R 4415 B2/B25 | 1 | 0 DUS 3102 | 0 | RBS 6101 | [5 empty] | 10 | 0 |  | #N/A | 2023 | GWL | 2023-10-04 | 41 | GWL-01-Mod. 850 (1-3) ; Exp. LTE (AHI) ; MIMO4 LTE (EF) ; Sectorizar (DG) | 2 | 0 | 0 | 2 | 1 | 0 |  | 5 | 10 |  | 0 | 0 | 0 | 1 | 0 | 1 | 2 | 4 | Mod. 850 (1-3) ; Exp. LTE (AHI) ; MIMO4 LTE (EF) ; Sectorizar (DG) | DEFG | AHI(1-3) | 2 | 1 | 0 | Baseband 6631 | N/A |  | Baseband 6631 GWL | GWL-01 | - |  | 0 | [6 empty] | INST : Mod. 850 / LTE 700 / LTE 1900 / Sectorize AWS&1900 / |  | MIC BO 3YPlan 2023_1BB_5R_4A | 1 | 1xBaseband 6631, 2xRadio 2219 B5, 2xRadio 4499 44B2/25 44B66A, 1xRadio 4478 B12A, |  | 1xAntenna 4pL, 1xTwin Beam Antenna, 2xAntena 80010767, |  |  | 2 | [8 empty] | 4 | [21 empty] | 4 | 4 | 6 | 12 |  |  | 2 | 260 | 30 | 5 |  | 21 |  |  |  | #N/A | +591 71369827 | 2023-10-05 | 2023-11-05 |  | 3 | Exp. RBS6101 |  | 6 | 5 | 11 | 26 | [12 empty] | 0 | [5 empty] | 2 | [47 empty] | 1xBaseband 6631, 2xRadio 2219 B5, 2xRadio 4499 44B2/25 44B66A, 1xRadio 4478 B12A, 1xAntenna 4pL, 1xTwin Beam Antenna, 2xAntena 80010767, | EXISTING SITE 2G/3G 850/AWS/LTE 1900/ L:DEFG-> INST : Mod. 850 / LTE 700 / LTE 1900 / Sectorize AWS&1900 / New :AHI(1-3) | 1xBaseband 6631, 2xRadio 2219 B5, 2xRadio 4499 44B2/25 44B66A, 1xRadio 4478 B12A, 1xAntenna 4pL, 1xTwin Beam Antenna, 2xAntena 80010767, | [8 empty] | #N/A
75 |  | RO 2021 - LTE Capacity H2/0 | Proyecto Millicom Bolivia 3YPlan 2023 | MGT | Magisterio | In Services | -17.7863 | -63.1322 | Urban | Santa Cruz de la Sierra | Andres Ibanez | Santa Cruz | 40 | Selfsupported | PBC6200 | - | 3 | 3 | 0 | 0 | 0 | 3 | 2 | 0 | 11 |  | 1 DUG 20 01-1 DUW 31 01-1 BB 6630 L | 3 RRUS 12 B5 | 3 | 1 DUG 20 01 | 1 | RBS6601_SHARE | 3 RRUS 01 B5 | 3 | 1 DUW 31 01 | 1 | RBS6601 | N/A | 0 | N/A | 0 | N/A | N/A | 0 | N/A | 0 | N/A | 3 RRUS 32 B4 | 3 | 1 BB 6630 L | 1 | RBS 6630 | 2 R 4415 B2/B25 | 2 | 0 BB 6630 L | 0 | RBS 6630 | [5 empty] | 11 | 0 | Oscar | #N/A | 2023 | GWL | 2023-10-23 | 43 | L-01-Mod. 850 (1-2-3) ; Exp. LTE (AI) ; Sectorizar (DEGH) | 3 | 1 | 0 | 0 | 1 | 0 |  | 5 | 11 |  | 0 | 0 | 1 | 0 | 0 | 2 | 0 | 3 | Mod. 850 (1-2-3) ; Exp. LTE (AI) ; Sectorizar (DEGH) | DEFGH | AI(1-2-3) | 1 | 0 | 0 | Keep BB 6630 | N/A |  | Keep BB 6630 L | L-01 | - |  | 0 | [6 empty] | INST : Mod. 850 / LTE 700 / LTE 1900 / Sectorize AWS&1900 / |  | MIC BO 3YPlan 2023_5R_3A | 6 | 3xRadio 2219 B5, 1xRadio 4415 B2/25, 1xRadio 4478 B12A, |  | 1xAntenna 4pH, 2xTwin Beam Antenna, |  |  | 1 | [24 empty] | 2 |  | 10 |  |  |  | 8 |  | 8 |  |  |  |  | 311 | 70 | 7 |  | 59 |  |  |  | #N/A | +591 71369827 | 2023-10-19 | 2023-10-20 |  |  | Exp. PBC |  | 40 | 7 | 47 | 67 | [10 empty] | 1 | 1 | [8 empty] | SWAP | [30 empty] | SI | 3 | 40 | ABC | 1 | 32 | BC | [8 empty] | 3xRadio 2219 B5, 1xRadio 4415 B2/25, 1xRadio 4478 B12A, 1xAntenna 4pH, 2xTwin Beam Antenna, | EXISTING SITE 2G/3G 850/AWS/LTE 1900/ L:DEFGH-> INST : Mod. 850 / LTE 700 / LTE 1900 / Sectorize AWS&1900 / New :AI(1-2-3) | 3xRadio 2219 B5, 1xRadio 4415 B2/25, 1xRadio 4478 B12A, 1xAntenna 4pH, 2xTwin Beam Antenna, | [8 empty] | #N/A
79 |  | RO 2021 - LTE Capacity H1_119 Sitios / | Proyecto Millicom Bolivia 3YPlan 2023 | MTR | Monterrey | In Services | -17.8321 | -63.2137 | Urban | Santa Cruz de la Sierra | Andres Ibanez | Santa Cruz | 40 | Selfsupported | PBC6200 | - | 3 | 3 | 0 | 0 | 0 | 3 | 1 | 0 | 10 |  | 1 DUG 20 01-1 DUW 31 01-1 DUS 31 02 | 3 RRUS 12 B5 G | 3 | 1 DUG 20 01 | 1 | RBS6601 | 3 RRUS 01 B5 W | 3 | 1 DUW 31 01 | 1 | RBS6601 | N/A | 0 | N/A | 0 | N/A | N/A | 0 | N/A | 0 | N/A | 3 RRUS 11 B4 | 3 | 1 DUS 31 02 | 1 | RBS6601 | 1 R 4415 B2/B25 | 1 | 0 DUS 3102 | 0 | RBS 6601 | [5 empty] | 10 | 0 |  | #N/A | 2023 | GWL | 2023-10-26 | 44-1 | GWL-01-Mod. 850 (2) ; Exp. LTE (GI) ; MIMO4 LTE (DF) ; Sectorizar (EH) | 1 | 0 | 1 | 2 | 0 | 0 |  | 4 | 10 | Req. 2xAntena de tigo | 0 | 0 | 0 | 0 | 0 | 1 | 0 | 1 | Mod. 850 (2) ; Exp. LTE (GI) ; MIMO4 LTE (DF) ; Sectorizar (EH) | DEFH | GI(2) | 2 | 1 | 0 | Baseband 6631 | N/A |  | Baseband 6631 GWL | GWL-01 | - |  | 0 | [6 empty] | INST : Mod. 850 / LTE 1900 / Sectorize AWS&1900 / |  | MIC BO 3YPlan 2023_1BB_4R_1A | 7 | 1xBaseband 6631, 1xRadio 2219 B5, 1xRadio 4415 B66A, 2xRadio 4499 44B2/25 44B66A, |  | 1xTwin Beam Antenna, |  |  | 2 | [30 empty] | 4 |  | 18 |  |  |  | 0 | 350 | 70 | 4 |  | 59 |  |  |  | #N/A | +591 71369827 |  |  |  |  | Exp. PBC |  | 35 | 8 | 43 | 62 | [10 empty] | 1 |  | 1 | 1 | 1 | [5 empty] | ADD SPD | [45 empty] | 1xBaseband 6631, 1xRadio 2219 B5, 1xRadio 4415 B66A, 2xRadio 4499 44B2/25 44B66A, 1xTwin Beam Antenna, | EXISTING SITE 2G/3G 850/AWS/LTE 1900/ L:DEFH-> INST : Mod. 850 / LTE 1900 / Sectorize AWS&1900 / New :GI(2) | 1xBaseband 6631, 1xRadio 2219 B5, 1xRadio 4415 B66A, 2xRadio 4499 44B2/25 44B66A, 1xTwin Beam Antenna,
13 |  |  | Proyecto Millicom Bolivia 3YPlan 2023 | BCM | B. Comarapa | In Services | -17.8552 | -63.2068 | Urban | Santa Cruz de la Sierra | Andres Ibanez | Santa Cruz | 40 | Selfsupported | RBS6101 | - | 3 | 3 | 0 | 0 | 0 | 2 | 0 | 1 | 9 |  | 1 DUG 20 01-1 DUW 31 01-1 BB 5212 L | 3 RRUS 12 B5 | 3 | 1 DUG 20 01 | 1 | RBS6601 Share | 3 RRUS 01 B5 | 3 | 1 DUW 31 01 | 1 | RBS6601 Share | N/A | 0 | N/A | 0 | N/A | N/A | 0 | N/A | 0 | N/A | 2 RRUS 11 B4 | 2 | 1 BB 5212 L | 1 | RBS6601 Share | N/A | 0 | N/A | 0 | N/A | 1 R 4499 B2B25B66A | 1 | 0 BB 5212 L | 0 | RBS6601 Share | 9 | 0 |  | #N/A | 2023 | GWL | 2023-10-09 | 40 | GWL-01-Mod. 850 (1-2) ; Exp. LTE (BGI) ; MIMO4 LTE (DEFH) ; | 2 | 0 | 0 | 2 | 1 | 0 |  | 5 | 9 |  | 0 | 0 | 0 | 0 | 0 | 0 | 2 | 2 | Mod. 850 (1-2) ; Exp. LTE (BGI) ; MIMO4 LTE (DEFH) ; | DEFH | BGI(1-2) | 1 | 1 | 0 | Baseband 6631 | N/A |  | Baseband 6631 GWL | GWL-01 | - |  | 0 | [6 empty] | INST : Mod. 850 / LTE 700 / LTE 1900 / |  | MIC BO 3YPlan 2023_1BB_5R_2A | 17 | 1xBaseband 6631, 2xRadio 2219 B5, 2xRadio 4499 44B2/25 44B66A, 1xRadio 4478 B12A, |  | 2xAntena 80010767, | Disponible 2 4ph y 1L |  | 3 |  | SI | SI |  |  |  | Definir altura MOD 850 (1-2)_ 2G 39 mts; 3G 35 Mts; Definir Altura LTE AWS&1900 ; Keep Polo libre (39 mts) | [23 empty] | 2 |  | 14 |  |  |  |  | 224 | 70 | 5 |  | 59 |  |  |  | ACOM | +591 75137341 | 2023-09-27 | 2023-09-28 |  |  | Exp. RBS6101 |  | 37 | 6 | 43 | 62 | [18 empty] | 2 | [36 empty] | 1 | 35.5 | BC | [8 empty] | 1xBaseband 6631, 2xRadio 2219 B5, 2xRadio 4499 44B2/25 44B66A, 1xRadio 4478 B12A, 2xAntena 80010767, | EXISTING SITE 2G/3G 850/AWS/LTE AWS&1900/ L:DEFH-> INST : Mod. 850 / LTE 700 / LTE 1900 / New :BGI(1-2) | 1xBaseband 6631, 2xRadio 2219 B5, 2xRadio 4499 44B2/25 44B66A, 1xRadio 4478 B12A, 2xAntena 80010767, | 0 | 11 | [6 empty] | #N/A |  |  |  |  | D
97 |  | / LTE RO 2020 Capacity H2 - 1900Mhz | Proyecto Millicom Bolivia 3YPlan 2023 | QUI | Quior | In Services | -17.8452 | -63.1071 | Urban | Santa Cruz de la Sierra | Andres Ibanez | Santa Cruz | 60 | Selfsupported | PBC6200 | - | 3 | 3 | 0 | 3 | 3 | 3 | 0 | 0 | 15 |  | 1 DUG 20 01-1 DUW 31 01-1 DUW 31 01-1 DUS 31 01 | 3 RRUS 12 B5 G | 3 | 1 DUG 20 01 | 1 | RBS6601_SHARE | 3 RRUS 01 B5 W | 3 | 1 DUW 31 01 | 1 | RBS6601 | 3 RRUS 01 B2 | 3 | 1 DUW 31 01 | 1 | RBS6601 | 3 RRUS 11 B12 | 3 | 1 DUS 31 01 | 1 | RBS6601_SHARE | 3 RRUS 11 B4 | 3 | 0 DUS 31 01 | 0 | RBS6601_SHARE | N/A | 0 | N/A | 0 | N/A | [5 empty] | 15 | 0 |  | #N/A | 2023 | GWL | 2023-10-26 | 40 | GWL-01-Mod. 850 (1-2-3) ; AAS FDD (DEFGHI) ; | 3 | 0 | 0 | 0 | 0 | 3 |  | 6 | 15 |  | 0 | 0 | 0 | 0 | 0 | 0 | 0 | 0 | Mod. 850 (1-2-3) ; AAS FDD (DEFGHI) ; | ABCDEFGHI | (1-2-3) | 26 | 1 | 2 | Baseband 6631 | Baseband 6651 |  | Baseband 6631 GWL-Baseband 6651 L | GWL-01 | L-01 |  | 0 | [6 empty] | INST : Mod. 850 / AAS FDD AWS&1900 / |  | MIC BO 3YPlan 2023_3BB_6R | 9 | 1xBaseband 6631, 2xBaseband 6651, 3xRadio 2219 B5, 3xRadio AAS B25/B66, | [35 empty] | 6 |  | 0 |  |  |  |  | 218 | 100 | 6 |  | 81 |  |  |  | #N/A | +591 75137341 |  |  |  |  | Exp. PBC |  | 55 | 9 | 64 | 86 | [5 empty] | 0 |  |  |  |  | 1 |  | 1 | 2 | 2 | [51 empty] | 1xBaseband 6631, 2xBaseband 6651, 3xRadio 2219 B5, 3xRadio AAS B25/B66, | EXISTING SITE 2G/3G 850/3G 1900/LTE 700/AWS/ L:ABCDEFGHI-> INST : Mod. 850 / AAS FDD AWS&1900 / New :(1-2-3)
23 |  |  | Proyecto Millicom Bolivia 3YPlan 2023 | BAB | B. Los Ambaibos | In Services | -17.7643 | -63.1162 | Urban | Santa Cruz de la Sierra | Andres Ibanez | Santa Cruz | 19 | Selfsupported | RBS6101 | - | 3 | 3 | 0 | 3 | 0 | 3 | 0 | 0 | 12 |  | 1 DUG 20 01-1 DUW 31 01-1 DUW 41 01-1 BB 5216 L | 3 RRUS 01B5 G | 3 | 1 DUG 20 01 | 1 | RBS 6101 | 3 RRUS 01B5 W | 3 | 1 DUW 31 01 | 1 | RBS 6101 | 3 RRUS 01 B2 W | 3 | 1 DUW 41 01 | 1 | RBS 6101 | N/A | 0 | N/A | 0 | N/A | 3 R4415B66A | 3 | 1 BB 5216 L | 1 | RBS 6101 | N/A | 0 | N/A | 0 | N/A | [5 empty] | 12 | 0 |  | #N/A | 2023 | GWL | 2023-10-09 | 41 | GWL-01-Mod. 850 (1-2-3) ; Exp. LTE (GHI) ; | 3 | 3 | 0 | 0 | 0 | 0 |  | 6 | 12 |  | 0 | 0 | 3 | 0 | 0 | 0 | 0 | 3 | Mod. 850 (1-2-3) ; Exp. LTE (GHI) ; | DEF | GHI(1-2-3) | 10 | 1 | 0 | Baseband 6631 | N/A |  | Baseband 6631 GWL | GWL-01 | - |  | 0 | [6 empty] | INST : Mod. 850 / LTE 1900 / |  | MIC BO 3YPlan 2023_1BB_6R_3A | 21 | 1xBaseband 6631, 3xRadio 2219 B5, 3xRadio 4415 B2/25, |  | 3xAntenna 4pH, | [33 empty] | 6 |  | 12 |  |  |  |  | 261 | 50 | 6 |  | 35 |  |  |  | #N/A | +591 71369827 | 2023-10-05 | 2023-11-05 |  |  | Exp. RBS6101 |  | 24 | 4 | 28 | 45 | [66 empty] | 1xBaseband 6631, 3xRadio 2219 B5, 3xRadio 4415 B2/25, 3xAntenna 4pH, | EXISTING SITE 2G/3G 850/3G 1900/AWS/ L:DEF-> INST : Mod. 850 / LTE 1900 / New :GHI(1-2-3) | 1xBaseband 6631, 3xRadio 2219 B5, 3xRadio 4415 B2/25, 3xAntenna 4pH, | [8 empty] | #N/A
28 |  | / LTE RO 2019 Capacity H1 | Proyecto Millicom Bolivia 3YPlan 2023 | BSZ | B. Suarez | In Services | -17.8478 | -63.1175 | Urban | Santa Cruz de la Sierra | Andres Ibanez | Santa Cruz | 60 | Selfsupported | PBC6200 | - | 3 | 3 | 0 | 3 | 0 | 3 | 0 | 0 | 12 |  | 1 DUG 20 01-1 DUW3101-1 DUW 41 01-1 BB 5212 L | 3 RRUS 12 B5 | 3 | 1 DUG 20 01 | 1 | RBS6601 | 3 RRUS01B5 W | 3 | 1 DUW3101 | 1 | RBS6601 | 3 RRUS 01 B2 W | 3 | 1 DUW 41 01 | 1 | RBS6601 | N/A | 0 | N/A | 0 | N/A | 2 RRUS 32 B4 ; 1 R 4415 B66A | 3 | 1 BB 5212 L | 1 | RBS6601 | N/A | 0 | N/A | 0 | N/A | [5 empty] | 12 | 0 |  | #N/A | 2023 | GWL | 2023-10-09 | 41 | GWL-01-Mod. 850 (1-3) ; Exp. LTE (GHI) ; | 2 | 3 | 0 | 0 | 0 | 0 |  | 5 | 12 |  | 0 | 0 | 3 | 0 | 0 | 0 | 0 | 3 | Mod. 850 (1-3) ; Exp. LTE (GHI) ; | DEF | GHI(1-3) | 6 | 1 | 0 | Baseband 6631 | N/A |  | Baseband 6631 GWL | GWL-01 | - |  | 0 | [6 empty] | INST : Mod. 850 / LTE 1900 / |  | MIC BO 3YPlan 2023_1BB_5R_3A | 15 | 1xBaseband 6631, 2xRadio 2219 B5, 3xRadio 4415 B2/25, |  | 3xAntenna 4pH, | [33 empty] | 4 |  | 12 |  |  |  |  | 247 | 100 | 5 |  | 81 |  |  |  | #N/A | +591 75137341 | 2023-10-05 | 2023-11-05 |  |  | Exp. PBC |  | 55 | 3.5 | 58.5 | 79 | [10 empty] | 1 |  |  | 1 | 1 | [7 empty] | 1 | 59.5 | B | [27 empty] | 3 | 58 | ABC | [6 empty] | Se requiere 1 Barra por sector |  |  |  |  | 1xBaseband 6631, 2xRadio 2219 B5, 3xRadio 4415 B2/25, 3xAntenna 4pH, | EXISTING SITE 2G/3G 850/3G 1900/AWS/ L:DEF-> INST : Mod. 850 / LTE 1900 / New :GHI(1-3) | 1xBaseband 6631, 2xRadio 2219 B5, 3xRadio 4415 B2/25, 3xAntenna 4pH, | 3 | 12 | [11 empty] | DE
57 |  |  | Proyecto Millicom Bolivia 3YPlan 2023 | GPY | Guapay Sur | In Services | -17.8522 | -63.1935 | Urban | Santa Cruz de la Sierra | Andres Ibanez | Santa Cruz | 40 | Selfsupported | PBC6200 | - | 3 | 3 | 0 | 3 | 0 | 3 | 0 | 0 | 12 |  | 1 DUG 20 01-1 DUW 31 01-1 DUW 41 01-1 DUS 31 02 | 3 RRUS 12 B5 | 3 | 1 DUG 20 01 | 1 | RBS 6601_SHARE | 3 RRU 01 B5 | 3 | 1 DUW 31 01 | 1 | RBS 6601 | 3 RRUS 01 B2 W | 3 | 1 DUW 41 01 | 1 | RBS 6601 | N/A | 0 | N/A | 0 | N/A | 3 RRUS 32 B4 | 3 | 1 DUS 31 02 | 1 | RBS6601_SHARE | N/A | 0 | N/A | 0 | N/A | [5 empty] | 12 | 0 |  | #N/A | 2023 | GWL | 2023-10-09 | 41 | GWL-01-Mod. 850 (1-2-3) ; Exp. LTE (GHI) ; | 3 | 3 | 0 | 0 | 0 | 0 |  | 6 | 12 |  | 0 | 0 | 3 | 0 | 0 | 0 | 0 | 3 | Mod. 850 (1-2-3) ; Exp. LTE (GHI) ; | DEF | GHI(1-2-3) | 10 | 1 | 0 | Baseband 6631 | N/A |  | Baseband 6631 GWL | GWL-01 | - |  | 0 | [6 empty] | INST : Mod. 850 / LTE 1900 / |  | MIC BO 3YPlan 2023_1BB_6R_3A | 21 | 1xBaseband 6631, 3xRadio 2219 B5, 3xRadio 4415 B2/25, |  | 3xAntenna 4pH, | [33 empty] | 6 |  | 12 |  |  |  |  | 248 | 70 | 6 |  | 59 |  |  |  | #N/A | +591 75137341 | 2023-10-05 | 2023-11-05 |  |  | Exp. PBC |  | 38 | 3 | 41 | 60 | [13 empty] | 1 | 1 | [51 empty] | 1xBaseband 6631, 3xRadio 2219 B5, 3xRadio 4415 B2/25, 3xAntenna 4pH, | EXISTING SITE 2G/3G 850/3G 1900/AWS/ L:DEF-> INST : Mod. 850 / LTE 1900 / New :GHI(1-2-3) | 1xBaseband 6631, 3xRadio 2219 B5, 3xRadio 4415 B2/25, 3xAntenna 4pH, | 3 | 12 | [11 empty] | DE
73 |  |  | Proyecto Millicom Bolivia 3YPlan 2023 | LCH | Los Chacos | In Services | -17.7415 | -63.111 | Urban | Santa Cruz de la Sierra | Andres Ibanez | Santa Cruz | 60 | Selfsupported | PBC6200 | - | 3 | 3 | 0 | 3 | 0 | 3 | 0 | 0 | 12 |  | 1 DUG 20 01-1 DUW 31 01-1 DUW 31 01-1 DUS 31 02 | 3 RRU 12 B5 | 3 | 1 DUG 20 01 | 1 | RBS 6601_SHARE | 3 RRU 01 B5 | 3 | 1 DUW 31 01 | 1 | RBS6601_SHARE | 3 RRUS 01 B2 W | 3 | 1 DUW 31 01 | 1 | RBS6601_SHARE | N/A | 0 | N/A | 0 | N/A | 3 RRUS 32 B4 | 3 | 1 DUS 31 02 | 1 | RBS6601_SHARE | N/A | 0 | N/A | 0 | N/A | [5 empty] | 12 | 0 |  | #N/A | 2023 | GWL | 2023-10-09 | 41 | GWL-01-Mod. 850 (1-2-3) ; Exp. LTE (GHI) ; | 3 | 3 | 0 | 0 | 0 | 0 |  | 6 | 12 |  | 0 | 0 | 3 | 0 | 0 | 0 | 0 | 3 | Mod. 850 (1-2-3) ; Exp. LTE (GHI) ; | DEF | GHI(1-2-3) | 10 | 1 | 0 | Baseband 6631 | N/A |  | Baseband 6631 GWL | GWL-01 | - |  | 0 | [6 empty] | INST : Mod. 850 / LTE 1900 / |  | MIC BO 3YPlan 2023_1BB_6R_3A | 21 | 1xBaseband 6631, 3xRadio 2219 B5, 3xRadio 4415 B2/25, |  | 3xAntenna 4pH, | [33 empty] | 6 |  | 12 |  |  |  |  | 262 | 100 | 6 |  | 81 |  |  |  | #N/A | +591 71369827 | 2023-10-05 | 2023-11-05 |  |  | Exp. PBC |  | 46 | 8 | 54 | 74 | [13 empty] | 1 | 1 | [51 empty] | 1xBaseband 6631, 3xRadio 2219 B5, 3xRadio 4415 B2/25, 3xAntenna 4pH, | EXISTING SITE 2G/3G 850/3G 1900/AWS/ L:DEF-> INST : Mod. 850 / LTE 1900 / New :GHI(1-2-3) | 1xBaseband 6631, 3xRadio 2219 B5, 3xRadio 4415 B2/25, 3xAntenna 4pH,
87 |  | / LTE RO 2020 Capacity H1 - AWS | Proyecto Millicom Bolivia 3YPlan 2023 | PTJ | Pampa Tejerina | In Services | -17.7552 | -63.1085 | Urban | Santa Cruz de la Sierra | Andres Ibanez | Santa Cruz | 40 | Selfsupported | PBC6200 | - | 3 | 3 | 0 | 2 | 0 | 2 | 0 | 0 | 10 |  | 1 BB 6630 GL-1 DUW 41 01-1 DUW 31 01-1 BB 6630 GL | 3 RRUS 12 B5 | 3 | 1 BB 6630 GL | 1 | RBS 6630 | 3 RRUS 01 B5 | 3 | 1 DUW 41 01 | 1 | RBS6601 | 2 RRUS 01 B2 W | 2 | 1 DUW 31 01 | 1 | RBS6601 | N/A | 0 | N/A | 0 | N/A | 2 Radio 4415 B66A | 2 | 1 BB 6630 GL | 1 | RBS 6630 | N/A | 0 | N/A | 0 | N/A | [5 empty] | 10 | 0 |  | #N/A | 2023 | GWL | 2023-10-09 | 41 | GL-01-Mod. 850 (1-3) ; Exp. LTE (GI) ; | 2 | 2 | 0 | 0 | 0 | 0 |  | 4 | 10 |  | 0 | 0 | 2 | 0 | 0 | 0 | 0 | 2 | Mod. 850 (1-3) ; Exp. LTE (GI) ; | DF | GI(1-3) | 1 | 0 | 0 | Keep BB 6630 | N/A |  | Keep BB 6630 GL | GL-01 | - |  | 0 | [6 empty] | INST : Mod. 850 / LTE 1900 / |  | MIC BO 3YPlan 2023_4R_2A | 6 | 2xRadio 2219 B5, 2xRadio 4415 B2/25, |  | 2xAntenna 4pH, | [33 empty] | 4 |  | 8 |  |  |  |  | 263 | 70 | 4 |  | 59 |  |  |  | #N/A | +591 71369827 | 2023-10-05 | 2023-11-05 |  |  | Exp. PBC |  | 40 | 6 | 46 | 65 | [10 empty] | 1 |  |  |  | 1 | [37 empty] | 2 | 38.5 | AB |  |  | AC |  |  |  | Se requieren 2 barras de tierra para soportería 1 instaladas entre sectores 1-2 Y 1-3 |  |  |  |  | 2xRadio 2219 B5, 2xRadio 4415 B2/25, 2xAntenna 4pH, | EXISTING SITE 2G/3G 850/3G 1900/AWS/ L:DF-> INST : Mod. 850 / LTE 1900 / New :GI(1-3) | 2xRadio 2219 B5, 2xRadio 4415 B2/25, 2xAntenna 4pH,
122 |  | RO 2021 - LTE Capacity H2-P1 / LTE RO 2019 Capacity H2 | Proyecto Millicom Bolivia 3YPlan 2023 | UED | Urb. El Dorado | In Services | -17.7374 | -63.1092 | Urban | Santa Cruz de la Sierra | Andres Ibanez | Santa Cruz | 40 | Selfsupported | Enclosure 6150 | - | 0 | 3 | 0 | 0 | 0 | 3 | 0 | 0 | 6 |  | 1 BB 6630 WL | N/A | 0 | N/A | 0 | N/A | 3 RRUS01B5 W | 3 | 1 BB 6630 WL | 1 | RBS 6601 | N/A | 0 | N/A | 0 | N/A | N/A | 0 | N/A | 0 | N/A | 3 R 4415 B66A | 3 | 0 BB6630WL | 0 | RBS 6630 | N/A | 0 | N/A | 0 | N/A | [5 empty] | 6 | 0 |  | #N/A | 2023 | WL | 2023-10-09 | 41 | WL-01-Mod. 850 (2-3) ; Exp. LTE (GHI) ; | 2 | 3 | 0 | 0 | 0 | 0 |  | 5 | 6 |  | 0 | 0 | 3 | 0 | 0 | 0 | 0 | 3 | Mod. 850 (2-3) ; Exp. LTE (GHI) ; | DEF | GHI(2-3) | 5 | 0 | 0 | Keep BB 6630 | N/A |  | Keep BB 6630 WL | WL-01 | - |  | 0 | [6 empty] | INST : Mod. 850 / LTE 1900 / |  | MIC BO 3YPlan 2023_5R_3A | 6 | 2xRadio 2219 B5, 3xRadio 4415 B2/25, |  | 3xAntenna 4pH, | [33 empty] | 4 |  | 12 |  |  |  |  | 265 | 70 | 5 |  | 59 |  |  |  | #N/A | +591 71369827 | 2023-10-05 | 2023-11-05 |  |  | Exp. E6150 |  | 37 | 5 | 42 | 61 | [5 empty] | 1 |  | 3 | [58 empty] | 2xRadio 2219 B5, 3xRadio 4415 B2/25, 3xAntenna 4pH, | EXISTING SITE 3G 850/AWS/ L:DEF-> INST : Mod. 850 / LTE 1900 / New :GHI(2-3)
127 |  | / LTE RO 2020 Capacity H1 - AWS | Proyecto Millicom Bolivia 3YPlan 2023 | GLA | Villa Gladys | In Services | -17.8209 | -63.1176 | Urban | Santa Cruz de la Sierra | Andres Ibanez | Santa Cruz | 25 | Selfsupported | Enclosure 6150 | - | 0 | 3 | 0 | 3 | 0 | 3 | 0 | 0 | 9 |  | 1 DUW 31 01-1 DUW 31 01-1 BB 5212 L | N/A | 0 | N/A | 0 | N/A | 3 RRU 01 B5 | 3 | 1 DUW 31 01 | 1 | RBS6601 | 3 RRUS 01 B2 W | 3 | 1 DUW 31 01 | 1 | RBS6601 | N/A | 0 | N/A | 0 | N/A | 2 RRUS 32 B4 1 R4415B66A | 3 | 1 BB 5212 L | 1 | RBS6601 | N/A | 0 | N/A | 0 | N/A | [5 empty] | 9 | 0 |  | #N/A | 2023 | WL | 2023-10-09 | 41 | WL-01-Mod. 850 (1-3) ; Exp. LTE (GHI) ; | 2 | 3 | 0 | 0 | 0 | 0 |  | 5 | 9 |  | 0 | 0 | 3 | 0 | 0 | 0 | 0 | 3 | Mod. 850 (1-3) ; Exp. LTE (GHI) ; | DEF | GHI(1-3) | 6 | 1 | 0 | Baseband 6631 | N/A |  | Baseband 6631 WL | WL-01 | - |  | 0 | [6 empty] | INST : Mod. 850 / LTE 1900 / |  | MIC BO 3YPlan 2023_1BB_5R_3A | 15 | 1xBaseband 6631, 2xRadio 2219 B5, 3xRadio 4415 B2/25, |  | 3xAntenna 4pH, | [33 empty] | 4 |  | 12 |  |  |  |  | 249 | 50 | 5 |  | 42 |  |  |  | #N/A | +591 75137341 | 2023-10-05 | 2023-11-05 |  |  | Exp. E6150 |  | 20 | 5 | 25 | 42 | [5 empty] | 1 |  | 3 | [58 empty] | 1xBaseband 6631, 2xRadio 2219 B5, 3xRadio 4415 B2/25, 3xAntenna 4pH, | EXISTING SITE 3G 850/3G 1900/AWS/ L:DEF-> INST : Mod. 850 / LTE 1900 / New :GHI(1-3)
20 |  |  | Proyecto Millicom Bolivia 3YPlan 2023 | BED | B. Ende | In Services | -17.7823 | -63.1501 | Urban | Santa Cruz de la Sierra | Andres Ibanez | Santa Cruz | 25 | Selfsupported | RBS6101 | - | 3 | 3 | 0 | 3 | 0 | 3 | 0 | 0 | 12 |  | 1 DUG 20 01-1 DUW 31 01-1 DUW 41 01-1 BB 5216 L | 3 RRUS 01 B5 G | 3 | 1 DUG 20 01 | 1 | RBS 6101 | 3 RRUS 01B5 W | 3 | 1 DUW 31 01 | 1 | RBS 6101 | 3 RRUS 01 B2 W | 3 | 1 DUW 41 01 | 1 | RBS 6101 | N/A | 0 | N/A | 0 | N/A | 3 RRUS 32 B4 | 3 | 1 BB 5216 L | 1 | RBS 6101 | N/A | 0 | N/A | 0 | N/A | [5 empty] | 12 | 0 | Oscar | #N/A | 2023 | GWL | 2023-10-12 | 41 | GWL-01-Mod. 850 (1-2-3) ; Exp. LTE (GHI) ; | 3 | 3 | 0 | 0 | 0 | 0 |  | 6 | 12 |  | 0 | 0 | 3 | 0 | 0 | 0 | 0 | 3 | Mod. 850 (1-2-3) ; Exp. LTE (GHI) ; | DEF | GHI(1-2-3) | 10 | 1 | 0 | Baseband 6631 | N/A |  | Baseband 6631 GWL | GWL-01 | - |  | 0 | [6 empty] | INST : Mod. 850 / LTE 1900 / |  | MIC BO 3YPlan 2023_1BB_6R_3A | 21 | 1xBaseband 6631, 3xRadio 2219 B5, 3xRadio 4415 B2/25, |  | 3xAntenna 4pH, | [29 empty] | 6 | [5 empty] | 12 |  |  |  |  | 250 | 50 | 6 |  | 42 |  |  |  | #N/A | +591 75137341 | 2023-10-05 | 2023-11-05 |  |  | Exp. RBS6101 |  | 22 | 10 | 32 | 50 | [52 empty] | 1 | 20.5 | BC | [11 empty] | 1xBaseband 6631, 3xRadio 2219 B5, 3xRadio 4415 B2/25, 3xAntenna 4pH, | EXISTING SITE 2G/3G 850/3G 1900/AWS/ L:DEF-> INST : Mod. 850 / LTE 1900 / New :GHI(1-2-3) | 1xBaseband 6631, 3xRadio 2219 B5, 3xRadio 4415 B2/25, 3xAntenna 4pH, | 3 | -
25 |  | / LTE RO 2019 Capacity H1 | Proyecto Millicom Bolivia 3YPlan 2023 | VJA | B. Maquina Vieja | In Services | -17.7735 | -63.1769 | Urban | Santa Cruz de la Sierra | Andres Ibanez | Santa Cruz | 8 | Monopolo | RBS6101 | - | 3 | 3 | 0 | 3 | 0 | 2 | 0 | 0 | 11 |  | 1 DUG 20 01-1 BB6630 WL | 3 RRUS01B5 G | 3 | 1 DUG 20 01 | 1 | RBS 6101 | 3 RRUS01B5 W | 3 | 1 BB6630 WL | 1 | RBS 6630 | 3 RRUS 01 B2 W | 3 | 0 BB6630 WL | 0 | RBS 6630 | N/A | 0 | N/A | N/A | N/A | 2 R4415B66A L (B-C) | 2 | 0 BB6630 WL | 0 | RBS 6630 | N/A | 0 | N/A | 0 | N/A | [5 empty] | 11 | 0 |  | #N/A | 2023 | GWL | 2023-10-12 | 41 | WL-01-Mod. 850 (2-3) ; Exp. LTE (HI) ; | 2 | 2 | 0 | 0 | 0 | 0 |  | 4 | 11 |  | 0 | 0 | 2 | 0 | 0 | 0 | 0 | 2 | Mod. 850 (2-3) ; Exp. LTE (HI) ; | EF | HI(2-3) | 2 | 0 | 0 | Keep BB 6630 | N/A |  | Keep BB 6630 WL | WL-01 | - |  | 0 | [6 empty] | INST : Mod. 850 / LTE 1900 / |  | MIC BO 3YPlan 2023_4R_2A | 6 | 2xRadio 2219 B5, 2xRadio 4415 B2/25, |  | 2xAntenna 4pH, | [29 empty] | 4 | [5 empty] | 8 |  |  |  |  | 251 | 30 | 4 |  | 23 |  |  |  | #N/A | +591 75137341 | 2023-10-05 | 2023-11-05 |  |  | Exp. RBS6101 |  | 8 | 4 | 12 | 27 | [15 empty] | 1 | [39 empty] | 1 | 3.5 | N/A | [8 empty] | 2xRadio 2219 B5, 2xRadio 4415 B2/25, 2xAntenna 4pH, | EXISTING SITE 2G/3G 850/3G 1900/AWS/ L:EF-> INST : Mod. 850 / LTE 1900 / New :HI(2-3) | 2xRadio 2219 B5, 2xRadio 4415 B2/25, 2xAntenna 4pH,
12 |  | RO 2021 - LTE Capacity H2-P1 / LTE RO 2019 Capacity H2/High Load Cells_Only F1 | Proyecto Millicom Bolivia 3YPlan 2023 | BTO | Av. Barrientos | In Services | -17.3387 | -63.2461 | Urban | Montero | Obispo Santisteban | Santa Cruz | 25 | Poste Metálico | RBS6101 | - | 3 | 3 | 0 | 2 | 0 | 2 | 0 | 0 | 10 |  | 1 DUG 20 01-1 DUW3101-1 DUW 31 01-1 BB 5216 L | 3 RRUS 01 B5 G | 3 | 1 DUG 20 01 | 1 | RBS 6101 | 3 RRUS01B5 W | 3 | 1 DUW3101 | 1 | RBS 6101 | 2 RRUS 12 B2 W | 2 | 1 DUW 31 01 | 1 | RBS 6101 | N/A | 0 | N/A | 0 | N/A | 2 R 4415B66A L | 2 | 1 BB 5216 L | 1 | RBS 6101 | N/A | 0 | N/A | 0 | N/A | [5 empty] | 10 | 0 |  | #N/A | 2023 | GWL | 2023-09-28 | 39 | GWL-01-Mod. 850 (2) ; Exp. LTE (GHI) ; | 1 | 3 | 0 | 0 | 0 | 0 |  | 4 | 10 |  | 0 | 0 | 0 | 0 | 0 | 0 | 1 | 1 | Mod. 850 (2) ; Exp. LTE (GHI) ; | DEF | GHI(2) | 5 | 1 | 0 | Baseband 6631 | N/A |  | Baseband 6631 GWL | GWL-01 | - |  | 0 | [6 empty] | INST : Mod. 850 / LTE 1900 / |  | MIC BO 3YPlan 2023_1BB_4R_1A | 7 | 1xBaseband 6631, 1xRadio 2219 B5, 3xRadio 4415 B2/25, |  | 1xAntena 80010767, | [33 empty] | 8 |  | 14 |  |  |  |  | 202 | 50 | 4 |  | 42 |  |  |  | #N/A | +591 71369827 | 2023-09-20 | 2023-09-21 |  |  | Exp. RBS6101 |  | 24 | 4 | 28 | 45 | [14 empty] | 0 | [51 empty] | 1xBaseband 6631, 1xRadio 2219 B5, 3xRadio 4415 B2/25, 1xAntena 80010767, | EXISTING SITE 2G/3G 850/3G 1900/AWS/ L:DEF-> INST : Mod. 850 / LTE 1900 / New :GHI(2) | 1xBaseband 6631, 1xRadio 2219 B5, 3xRadio 4415 B2/25, 1xAntena 80010767, | 2 | - | [6 empty] | #N/A |  |  |  |  | D
43 |  |  | Proyecto Millicom Bolivia 3YPlan 2023 | GIL | Coliseo Gilberto Parejas | In Services | -17.7902 | -63.1828 | Urban | Santa Cruz de la Sierra | Andres Ibanez | Santa Cruz | 6 | Monopolo | PBC6200 | - | 3 | 3 | 0 | 0 | 0 | 3 | 0 | 0 | 9 |  | 1 DUG 20 01-1 DUW 41 01-1 DUS 31 02 | 3 RRUS 12 B5 | 3 | 1 DUG 20 01 | 1 | RBS 6601_SHARE | 3 RRU 01 B5 | 3 | 1 DUW 41 01 | 1 | RBS 6601 | N/A | 0 | N/A | 0 | N/A | N/A | 0 | N/A | 0 | N/A | 3 RRUS 32 B4 | 3 | 1 DUS 31 02 | 1 | RBS6601_SHARE | N/A | 0 | N/A | 0 | N/A | [5 empty] | 9 | 0 | Brian | #N/A | 2023 | GWL | 2023-10-12 | 41 | GWL-01-Mod. 850 (1-2) ; Exp. LTE (GHI) ; | 2 | 3 | 0 | 0 | 0 | 0 |  | 5 | 9 |  | 0 | 0 | 2 | 0 | 0 | 0 | 1 | 3 | Mod. 850 (1-2) ; Exp. LTE (GHI) ; | DEF | GHI(1-2) | 2 | 1 | 0 | Baseband 6631 | N/A |  | Baseband 6631 GWL | GWL-01 | - |  | 0 | [6 empty] | INST : Mod. 850 / LTE 1900 / |  | MIC BO 3YPlan 2023_1BB_5R_3A | 15 | 1xBaseband 6631, 2xRadio 2219 B5, 3xRadio 4415 B2/25, |  | 2xAntenna 4pH, 1xAntena 80010767, |  |  | 3 | [8 empty] | 2 | [21 empty] | 6 |  |  | 12 |  |  | 1 | 266 | 30 | 5 |  | 21 |  |  |  | #N/A | +591 71369827 | 2023-10-05 | 2023-11-05 |  | 3 | Exp. PBC |  | 6 | 6 | 12 | 27 | [11 empty] | 1 |  | 1 | 1 | [51 empty] | 1xBaseband 6631, 2xRadio 2219 B5, 3xRadio 4415 B2/25, 2xAntenna 4pH, 1xAntena 80010767, | EXISTING SITE 2G/3G 850/AWS/ L:DEF-> INST : Mod. 850 / LTE 1900 / New :GHI(1-2) | 1xBaseband 6631, 2xRadio 2219 B5, 3xRadio 4415 B2/25, 2xAntenna 4pH, 1xAntena 80010767, | 0 | -
56 |  | / LTE RO 2019 Capacity H1 | Proyecto Millicom Bolivia 3YPlan 2023 | FER | Feria | In Services | -17.7847 | -63.198 | Urban | Santa Cruz de la Sierra | Andres Ibanez | Santa Cruz | 30 | Monopolo | PBC6200 | - | 3 | 3 | 0 | 3 | 0 | 2 | 0 | 0 | 11 |  | 1 DUG 20 01-1 BB 6630 WL | 3 RRUS 12 B5 | 3 | 1 DUG 20 01 | 1 | RBS6601 | 3 RRUS 01 B5 | 3 | 1 BB 6630 WL | 1 | RBS6630 | 3 RRUS 01 B2 W | 3 | 0 Baseband 6630 (WL) | 0 | RBS6630 | N/A | 0 | N/A | 0 | N/A | 2 Radio 4415 B66A | 2 | 0 BB 6630 WL | 0 | RBS6630 | N/A | 0 | N/A | 0 | N/A | [5 empty] | 11 | 0 | Brian | #N/A | 2023 | GWL | 2023-10-12 | 37 | WL-01-Mod. 850 (2-3) ; Exp. LTE (HI) ; | 2 | 2 | 0 | 0 | 0 | 0 |  | 4 | 11 |  | 0 | 0 | 0 | 0 | 0 | 0 | 2 | 2 | Mod. 850 (2-3) ; Exp. LTE (HI) ; | EF | HI(2-3) | 2 | 0 | 0 | Keep BB 6630 | N/A |  | Keep BB 6630 WL | WL-01 | - |  | 0 | [6 empty] | INST : Mod. 850 / LTE 1900 / |  | MIC BO 3YPlan 2023_4R_2A | 6 | 2xRadio 2219 B5, 2xRadio 4415 B2/25, |  | 2xAntena 80010767, |  |  | 2 | [24 empty] | 4 | [7 empty] | 8 |  |  |  | 2 | 171 | 70 | 4 |  | 48 |  |  |  | #N/A | +591 71369827 |  |  |  |  | Exp. PBC |  | 32 | 9 | 41 | 60 | [10 empty] | 1 |  |  | 1 | 1 | [51 empty] | 2xRadio 2219 B5, 2xRadio 4415 B2/25, 2xAntena 80010767, | EXISTING SITE 2G/3G 850/3G 1900/AWS/ L:EF-> INST : Mod. 850 / LTE 1900 / New :HI(2-3) | 2xRadio 2219 B5, 2xRadio 4415 B2/25, 2xAntena 80010767, | 3 | 11 | [6 empty] | #N/A
62 |  |  | Proyecto Millicom Bolivia 3YPlan 2023 | JAP | Hospital Japones | In Services | -17.7728 | -63.1562 | Urban | Santa Cruz de la Sierra | Andres Ibanez | Santa Cruz | 25 | Selfsupported | RBS6101 | - | 3 | 3 | 0 | 3 | 0 | 3 | 0 | 0 | 12 |  | 1 DUG 20 01-1 DUW 31 01-1 DUW 31 01-1 BB 5212 L | 3 RRUS 01 B5 | 3 | 1 DUG 20 01 | 1 | RBS 6601_SHARE | 3 RRU 01 B5 | 3 | 1 DUW 31 01 | 1 | RBS 6601 | 3 RRUS 01 B2 W | 3 | 1 DUW 31 01 | 1 | RBS 6601 | N/A | 0 | N/A | 0 | N/A | 3 RRUS 32 B4 | 3 | 1 BB 5212 L | 1 | RBS6601_SHARE | N/A | 0 | N/A | 0 | N/A | [5 empty] | 12 | 0 | Oscar | #N/A | 2023 | GWL | 2023-10-12 | 41 | GWL-01-Mod. 850 (1-2-3) ; Exp. LTE (GHI) ; | 3 | 3 | 0 | 0 | 0 | 0 |  | 6 | 12 |  | 0 | 0 | 3 | 0 | 0 | 0 | 0 | 3 | Mod. 850 (1-2-3) ; Exp. LTE (GHI) ; | DEF | GHI(1-2-3) | 10 | 1 | 0 | Baseband 6631 | N/A |  | Baseband 6631 GWL | GWL-01 | - |  | 0 | [6 empty] | INST : Mod. 850 / LTE 1900 / |  | MIC BO 3YPlan 2023_1BB_6R_3A | 21 | 1xBaseband 6631, 3xRadio 2219 B5, 3xRadio 4415 B2/25, |  | 3xAntenna 4pH, | [29 empty] | 6 | [5 empty] | 12 |  |  |  |  | 252 | 50 | 6 |  | 42 |  |  |  | #N/A | +591 75137341 | 2023-10-05 | 2023-11-05 |  |  | Exp. RBS6101 |  | 24 | 6 | 30 | 48 | [66 empty] | 1xBaseband 6631, 3xRadio 2219 B5, 3xRadio 4415 B2/25, 3xAntenna 4pH, | EXISTING SITE 2G/3G 850/3G 1900/AWS/ L:DEF-> INST : Mod. 850 / LTE 1900 / New :GHI(1-2-3) | 1xBaseband 6631, 3xRadio 2219 B5, 3xRadio 4415 B2/25, 3xAntenna 4pH, | 3 | - | [6 empty] | #N/A
68 |  | / LTE RO 2020 Capacity H1 - AWS | Proyecto Millicom Bolivia 3YPlan 2023 | MCD | La Merced | In Services | -17.7878 | -63.1942 | Urban | Santa Cruz de la Sierra | Andres Ibanez | Santa Cruz | 16 | Monopolo | PU6210 | - | 3 | 3 | 0 | 3 | 0 | 3 | 0 | 0 | 12 |  | 1 BB 6630 GL-1 DUW 31 01-1 DUW 31 01 | 3 RRUS 12 B5 | 3 | 1 BB 6630 GL | 1 | RBS 6630 | 3 RRU 01 B5 | 3 | 1 DUW 31 01 | 1 | RBS 6601 | 3 RRUS 01 B2 W | 3 | 1 DUW 31 01 | 1 | RBS 6601 | N/A | 0 | N/A | 0 | N/A | 3 R4415 B66A | 3 | 0 BB 6630 GL | 0 | RBS 6630 | N/A | 0 | N/A | 0 | N/A | [5 empty] | 12 | 0 |  | #N/A | 2023 | GWL | 2023-10-12 | 42 | GL-01-Mod. 850 (2-3) ; Exp. LTE (GHI) ; | 2 | 3 | 0 | 0 | 0 | 0 |  | 5 | 12 |  | 0 | 0 | 2 | 0 | 0 | 0 | 1 | 3 | Mod. 850 (2-3) ; Exp. LTE (GHI) ; | DEF | GHI(2-3) | 5 | 0 | 0 | Keep BB 6630 | N/A |  | Keep BB 6630 GL | GL-01 | - |  | 0 | [6 empty] | INST : Mod. 850 / LTE 1900 / |  | MIC BO 3YPlan 2023_5R_3A | 6 | 2xRadio 2219 B5, 3xRadio 4415 B2/25, |  | 2xAntenna 4pH, 1xAntena 80010767, |  |  | 3 | [30 empty] | 2 |  | 4 | 12 |  |  | 1 | 291 | 50 | 5 |  | 32 |  |  |  | #N/A | +591 71369827 | 2023-10-12 | 2023-10-13 |  | 3 | Exp. PU |  | 10 | 9 | 19 | 35 | [5 empty] | 1 | [8 empty] | 0 | [37 empty] | 1 | 4.5 | N/A | 1 | 4.5 | N/A | [8 empty] | 2xRadio 2219 B5, 3xRadio 4415 B2/25, 2xAntenna 4pH, 1xAntena 80010767, | EXISTING SITE 2G/3G 850/3G 1900/AWS/ L:DEF-> INST : Mod. 850 / LTE 1900 / New :GHI(2-3) | 2xRadio 2219 B5, 3xRadio 4415 B2/25, 2xAntenna 4pH, 1xAntena 80010767,
92 |  | RO 2021 - LTE Capacity H1_119 Sitios / | Proyecto Millicom Bolivia 3YPlan 2023 | PFT | Plazuela Fatima | In Services | -17.7956 | -63.1902 | Urban | Santa Cruz de la Sierra | Andres Ibanez | Santa Cruz | 16 | Monopolo | PBC6200 | - | 3 | 3 | 0 | 0 | 0 | 3 | 2 | 0 | 11 |  | 1 BB 6630 GL-1 DUW 31 01 | 3 RRU 12 B5 | 3 | 1 BB 6630 GL | 1 | RBS 6601_SHARE | 3 RRU 01 B5 | 3 | 1 DUW 31 01 | 1 | RBS6601_SHARE | N/A | 0 | N/A | 0 | N/A | N/A | 0 | N/A | 0 | N/A | 3 RRU 11 B4 | 3 | 0 BB 6630 GL | 0 | RBS6601_SHARE | 2 R 4415 B2/B25 | 2 | 0 BB 6630 GL | 0 | RBS 6630 | [5 empty] | 11 | 0 | Brian | #N/A | 2023 | GWL | 2023-09-28 | 39 | GL-01-Mod. 850 (2-3) ; Exp. LTE (G) ; MIMO4 LTE (D) ; AAS FDD (EFHI) ; | 2 | 0 | 0 | 1 | 0 | 2 |  | 5 | 11 |  | 0 | 0 | 0 | 0 | 0 | 0 | 1 | 1 | Mod. 850 (2-3) ; Exp. LTE (G) ; MIMO4 LTE (D) ; AAS FDD (EFHI) ; | DEFHI | G(2-3) | 4 | 0 | 2 | Keep BB 6630 | Baseband 6651 |  | Keep BB 6630 GL-Baseband 6651 L | GL-01 | L-01 |  | 0 | [6 empty] | INST : Mod. 850 / LTE 1900 / AAS FDD AWS&1900 / |  | MIC BO 3YPlan 2023_2BB_5R_1A | 14 | 2xBaseband 6651, 2xRadio 2219 B5, 1xRadio 4499 44B2/25 44B66A, 2xRadio AAS B25/B66, |  | 1xAntena 80010767, |  |  | 1 | [30 empty] | 2 |  | 8 |  |  |  | 1 | 203 | 50 | 5 |  | 32 |  |  |  | #N/A | +591 71369827 | 2023-09-20 | 2023-09-21 |  |  | Exp. PBC |  | 6.5 | 15 | 21.5 | 38 | [10 empty] | 1 |  | 1 |  | 2 | [51 empty] | 2xBaseband 6651, 2xRadio 2219 B5, 1xRadio 4499 44B2/25 44B66A, 2xRadio AAS B25/B66, 1xAntena 80010767, | EXISTING SITE 2G/3G 850/AWS/LTE 1900/ L:DEFHI-> INST : Mod. 850 / LTE 1900 / AAS FDD AWS&1900 / New :G(2-3) | 2xBaseband 6651, 2xRadio 2219 B5, 1xRadio 4499 44B2/25 44B66A, 2xRadio AAS B25/B66, 1xAntena 80010767,
126 |  |  | Proyecto Millicom Bolivia 3YPlan 2023 | VMA | MaroRBS Ventura Mall | In Services | -17.7546 | -63.1998 | Urban | Santa Cruz de la Sierra | Andres Ibanez | Santa Cruz | 4 | Mástil | RBS6101 | - | 0 | 0 | 0 | 3 | 0 | 3 | 0 | 0 | 6 |  | 1 DUW 31 01-1 DUS 31 02 | N/A | 0 | N/A | 0 | N/A | N/A | 0 | N/A | 0 | N/A | 3 RRUS 01 B2 W | 3 | 1 DUW 31 01 | 1 | RBS 6101 | N/A | 0 | N/A | 0 | N/A | 3 RRU 11 B4 | 3 | 1 DUS 31 02 | 1 | RBS6101 | N/A | 0 | N/A | 0 | N/A | [5 empty] | 6 | 0 |  | #N/A | 2023 | WL | 2023-10-12 | 40 | WL-01-Mod. 850 (2) ; Exp. LTE (GHI) ; MIMO4 LTE (DEF) ; | 1 | 0 | 0 | 3 | 0 | 0 |  | 4 | 6 |  | 0 | 0 | 3 | 0 | 0 | 0 | 0 | 3 | Mod. 850 (2) ; Exp. LTE (GHI) ; MIMO4 LTE (DEF) ; | DEF | GHI(2) | 1 | 1 | 0 | Baseband 6631 | N/A |  | Baseband 6631 WL | WL-01 | - |  | 0 | [6 empty] | INST : Mod. 850 / LTE 1900 / |  | MIC BO 3YPlan 2023_1BB_4R_3A | 10 | 1xBaseband 6631, 1xRadio 2219 B5, 3xRadio 4499 44B2/25 44B66A, |  | 3xAntenna 4pH, | [40 empty] | 225 | 30 | 4 |  | 18 |  |  |  | #N/A | +591 71369827 | 2023-09-27 | 2023-09-28 |  |  | Exp. RBS6101 |  | 6 | 3 | 9 | 24 | [15 empty] | 1 |  |  | 3 | [47 empty] | 1xBaseband 6631, 1xRadio 2219 B5, 3xRadio 4499 44B2/25 44B66A, 3xAntenna 4pH, | EXISTING SITE 3G 1900/AWS/ L:DEF-> INST : Mod. 850 / LTE 1900 / New :GHI(2)
160 |  |  | Proyecto Millicom Bolivia 3YPlan 2023 | MLBR | MicroRBS Mall Las Brisas | In Services | -17.7492 | -63.1761 | Urban | Santa Cruz de la Sierra | Santa Cruz de la Sierra | Santa Cruz | 3 | Pared | Micro BTS | - | 0 | 0 | 0 | 0 | 0 | 1 | 0 | 0 | 1 |  | 1 RBS 6502 | N/A | 0 | N/A | 0 | N/A | N/A | 0 | N/A | 0 | N/A | N/A | 0 | N/A | 0 | N/A | N/A | 0 | N/A | 0 | N/A | 1 R 2203 B66A | 1 | 1 RBS 6502 | 1 | RBS 6502 | N/A | 0 | N/A | 0 | N/A | N/A | 0 | N/A | 0 | N/A | 1 | 0 |  | #N/A | 2023 | L | 2023-10-18 | 41 | L-01-Mod. 850 (1) ; Exp. LTE (G) ; MIMO4 LTE (D) ; | 1 | 0 | 0 | 1 | 0 | 0 |  | 2 | 1 |  | 0 | 0 | 1 | 0 | 0 | 0 | 0 | 1 | Mod. 850 (1) ; Exp. LTE (G) ; MIMO4 LTE (D) ; | D | G(1) | 2 | 1 | 0 | Baseband 6631 | N/A |  | Baseband 6631 L | L-01 | - |  | 0 | [6 empty] | INST : Mod. 850 / LTE 1900 / |  | MIC BO 3YPlan 2023_1BB_2R_1A | 8 | 1xBaseband 6631, 1xRadio 2219 B5, 1xRadio 4499 44B2/25 44B66A, |  | 1xAntenna 4pH, | [41 empty] | 30 | 2 |  | 17 |  |  |  | #N/A | +591 75137341 | [8 empty] | 0 | 14 | [66 empty] | 1xBaseband 6631, 1xRadio 2219 B5, 1xRadio 4499 44B2/25 44B66A, 1xAntenna 4pH, | EXISTING SITE AWS/ L:D-> INST : Mod. 850 / LTE 1900 / New :G(1)
17 |  |  | Proyecto Millicom Bolivia 3YPlan 2023 | B30 | B. 30 de Agosto | In Services | -17.7259 | -63.1376 | Urban | Santa Cruz de la Sierra | Andres Ibanez | Santa Cruz | 40 | Selfsupported | PU6210 | - | 3 | 3 | 0 | 2 | 0 | 3 | 0 | 0 | 11 |  | 1 DUG 20 01-1 DUW 31 01-1 DUW 31 01-1 DUS 31 02 | 3 RRUS 12B5 G | 3 | 1 DUG 20 01 | 1 | RBS 6601 | 3 RRUS 01B5 W | 3 | 1 DUW 31 01 | 1 | RBS 6601 | 2 RRUS 01 B2 W | 2 | 1 DUW 31 01 | 1 | RBS 6601 | N/A | 0 | N/A | 0 | N/A | 3 RRUS 32 B4 | 3 | 1 DUS 31 02 | 1 | RBS 6601 | N/A | 0 | N/A | 0 | N/A | [5 empty] | 11 | 0 | Brian | #N/A | 2023 | GWL | 2023-10-18 | 42 | GWL-01-Mod. 850 (1-3) ; Exp. LTE (GHI) ; | 2 | 3 | 0 | 0 | 0 | 0 |  | 5 | 11 |  | 0 | 0 | 3 | 0 | 0 | 0 | 0 | 3 | Mod. 850 (1-3) ; Exp. LTE (GHI) ; | DEF | GHI(1-3) | 6 | 1 | 0 | Baseband 6631 | N/A |  | Baseband 6631 GWL | GWL-01 | - |  | 0 | [6 empty] | INST : Mod. 850 / LTE 1900 / |  | MIC BO 3YPlan 2023_1BB_5R_3A | 15 | 1xBaseband 6631, 2xRadio 2219 B5, 3xRadio 4415 B2/25, |  | 3xAntenna 4pH, |  |  |  |  | Si | Si | Si |  |  | Definir Altura MOD 850 (1-3)_ 2G 40 mts- 3G 33 Mts; Definir Altura LTE 1900; Keep Polos Libres (40 mts) | [23 empty] | 4 |  | 12 |  |  |  |  | 292 | 70 | 5 |  | 59 |  |  |  | #N/A | +591 71369827 | 2023-10-12 | 2023-10-13 |  |  | Exp. PU |  | 37 | 5 | 42 | 61 | [5 empty] | 1 | [8 empty] | 1 | [51 empty] | 1xBaseband 6631, 2xRadio 2219 B5, 3xRadio 4415 B2/25, 3xAntenna 4pH, | EXISTING SITE 2G/3G 850/3G 1900/AWS/ L:DEF-> INST : Mod. 850 / LTE 1900 / New :GHI(1-3) | 1xBaseband 6631, 2xRadio 2219 B5, 3xRadio 4415 B2/25, 3xAntenna 4pH, | 2 | - | [6 empty] | #N/A |  |  |  |  | EF
18 |  | / LTE RO 2019 Capacity H2 | Proyecto Millicom Bolivia 3YPlan 2023 | BAE | B. Aerosur | In Services | -17.729 | -63.1481 | Urban | Santa Cruz de la Sierra | Andres Ibanez | Santa Cruz | 25 | Selfsupported | RBS6101 | - | 0 | 3 | 0 | 3 | 0 | 3 | 0 | 0 | 9 |  | 1 BB 6630 WL | N/A | 0 | N/A | 0 | N/A | 3 RRUS01B5 W | 3 | 1 BB 6630 WL | 1 | RBS 6101 | 3 RRUS 01 B2 W | 3 | 0 BB 6630 WL | 0 | RBS 6101 | N/A | 0 | N/A | 0 | N/A | 3 R 4415B66A L | 3 | 0 BB 6630 WL | 0 | RBS 6101 | N/A | 0 | N/A | 0 | N/A | [5 empty] | 9 | 0 |  | #N/A | 2023 | WL | 2023-10-18 | 39 | WL-01-Mod. 850 (1-2-3) ; Exp. LTE (GHI) ; | 3 | 3 | 0 | 0 | 0 | 0 |  | 6 | 9 |  | 0 | 0 | 0 | 0 | 0 | 0 | 3 | 3 | Mod. 850 (1-2-3) ; Exp. LTE (GHI) ; | DEF | GHI(1-2-3) | 10 | 0 | 0 | Keep BB 6630 | N/A |  | Keep BB 6630 WL | WL-01 | - |  | 0 | [6 empty] | INST : Mod. 850 / LTE 1900 / |  | MIC BO 3YPlan 2023_6R_3A | 5 | 3xRadio 2219 B5, 3xRadio 4415 B2/25, |  | 3xAntena 80010767, |  |  | 3 | [32 empty] | 18 |  |  |  | 3 | 204 | 50 | 6 |  | 42 |  |  |  | #N/A | +591 71369827 | 2023-09-20 | 2023-09-21 |  |  | Exp. RBS6101 |  | 23 | 7.5 | 30.5 | 48 | [22 empty] | 0 | N/A | N/A | [26 empty] | SI | 1 | 21.5 | AC | 1 | 21.5 | AB |  |  |  | REQUIERE BARRA DE TIERRA PARA GABINETE INSTALADO EN ESCALERILLA HORIZONTAL |  |  |  |  | 3xRadio 2219 B5, 3xRadio 4415 B2/25, 3xAntena 80010767, | EXISTING SITE 3G 850/3G 1900/AWS/ L:DEF-> INST : Mod. 850 / LTE 1900 / New :GHI(1-2-3) | 3xRadio 2219 B5, 3xRadio 4415 B2/25, 3xAntena 80010767, | 3 | 2
29 |  | / LTE RO 2019 Capacity H2 | Proyecto Millicom Bolivia 3YPlan 2023 | BTI | B. Totai | In Services | -17.738 | -63.1526 | Urban | Santa Cruz de la Sierra | Andres Ibanez | Santa Cruz | 25 | Selfsupported | PBC6200 | - | 3 | 3 | 0 | 0 | 0 | 3 | 0 | 0 | 9 |  | 1 DUG 20 01-1 DUW4101-1 DUS 31 02 | 3 RRUS12B5 G | 3 | 1 DUG 20 01 | 1 | RBS 6601_SHARE | 3 RRUS01B5 W | 3 | 1 DUW4101 | 1 | RBS 6601 | N/A | 0 | N/A | 0 | N/A | N/A | 0 | N/A | 0 | N/A | 1 RRUS 32 B4; 2 R 4415 B66A | 3 | 1 DUS 31 02 | 1 | RBS 6601_SHARE | N/A | 0 | N/A | 0 | N/A | [5 empty] | 9 | 0 | Brian | #N/A | 2023 | GWL | 2023-10-18 | 42 | GWL-01-Mod. 850 (2-3) ; Exp. LTE (GHI) ; | 2 | 3 | 0 | 0 | 0 | 0 |  | 5 | 9 |  | 0 | 0 | 2 | 0 | 0 | 0 | 1 | 3 | Mod. 850 (2-3) ; Exp. LTE (GHI) ; | DEF | GHI(2-3) | 5 | 1 | 0 | Baseband 6631 | N/A |  | Baseband 6631 GWL | GWL-01 | - |  | 0 | [6 empty] | INST : Mod. 850 / LTE 1900 / |  | MIC BO 3YPlan 2023_1BB_5R_3A | 15 | 1xBaseband 6631, 2xRadio 2219 B5, 3xRadio 4415 B2/25, |  | 2xAntenna 4pH, 1xAntena 80010767, |  |  | 3 | [30 empty] | 4 |  | 14 |  |  |  | 1 | 293 | 50 | 5 |  | 42 |  |  |  | #N/A | +591 71369827 | 2023-10-12 | 2023-10-13 |  |  | Exp. PBC |  | 23 | 6 | 29 | 46 | [14 empty] | 1 | [51 empty] | 1xBaseband 6631, 2xRadio 2219 B5, 3xRadio 4415 B2/25, 2xAntenna 4pH, 1xAntena 80010767, | EXISTING SITE 2G/3G 850/AWS/ L:DEF-> INST : Mod. 850 / LTE 1900 / New :GHI(2-3) | 1xBaseband 6631, 2xRadio 2219 B5, 3xRadio 4415 B2/25, 2xAntenna 4pH, 1xAntena 80010767, | 0 | 16 | [6 empty] | #N/A
30 |  |  | Proyecto Millicom Bolivia 3YPlan 2023 | BVG | B. Vallegrande | In Services | -17.8138 | -63.23 | Urban | Santa Cruz de la Sierra | Andres Ibanez | Santa Cruz | 40 | Selfsupported | PU6210 | - | 3 | 3 | 0 | 3 | 3 | 0 | 0 | 0 | 12 |  | 1 DUG 20 01-1 DUW 31 01-1 DUW 41 01-1 DUS 31 02 | 3 RRUS 12B5 G | 3 | 1 DUG 20 01 | 1 | RBS 6601 | 3 RRUS 01B5 W | 3 | 1 DUW 31 01 | 1 | RBS 6601 | 3 RRUS 01 B2 W | 3 | 1 DUW 41 01 | 1 | RBS 6601 | 3 RRUS 11 B12 | 3 | 1 DUS 31 02 | 1 | RBS 6601 | N/A | 0 | N/A | 0 | N/A | N/A | 0 | N/A | 0 | N/A | [5 empty] | 12 | 0 |  | #N/A | 2023 | GWL | 2023-10-18 | 40 | GWL-01-Exp. LTE (CGHI) ; MIMO4 LTE (DEF) ; | 0 | 0 | 0 | 3 | 1 | 0 |  | 4 | 12 |  | 0 | 0 | 0 | 0 | 0 | 0 | 3 | 3 | Exp. LTE (CGHI) ; MIMO4 LTE (DEF) ; | DEF | CGHI | 1 | 1 | 0 | Baseband 6631 | N/A |  | Baseband 6631 GWL | GWL-01 | - |  | 0 | [6 empty] | INST : LTE 700 / LTE 1900 / |  | MIC BO 3YPlan 2023_1BB_4R_3A | 10 | 1xBaseband 6631, 3xRadio 4499 44B2/25 44B66A, 1xRadio 4478 B12A, |  | 3xAntena 80010767, | Disponible 2 4ph y 1L2H |  | 2 |  | SI | NO |  |  |  | No se realiza MOD de 850 por lo que se realiza solo EXP pero sobre SWAP en antena 3G | [29 empty] | 3 | 226 | 70 | 4 |  | 59 |  |  |  | ACOM | +591 75137341 | 2023-09-27 | 2023-09-28 |  |  | Exp. PBC |  | 35 | 7 | 42 | 61 | [5 empty] | 0 |  |  |  | 0 |  |  | 1 | [42 empty] | 1 | 32.5 | AC | [8 empty] | 1xBaseband 6631, 3xRadio 4499 44B2/25 44B66A, 1xRadio 4478 B12A, 3xAntena 80010767, | EXISTING SITE 2G/3G 850/3G 1900/LTE 700/ L:DEF-> INST : LTE 700 / LTE 1900 / New :CGHI | 1xBaseband 6631, 3xRadio 4499 44B2/25 44B66A, 1xRadio 4478 B12A, 3xAntena 80010767, | 3 | -
32 |  | / LTE RO 2019 Capacity H2 | Proyecto Millicom Bolivia 3YPlan 2023 | BAR | Barranca | In Services | -17.7984 | -63.1747 | Urban | Santa Cruz de la Sierra | Andres Ibanez | Santa Cruz | 16 | Selfsupported | PBC6200 | - | 3 | 3 | 0 | 3 | 0 | 3 | 0 | 0 | 12 |  | 1 DUG 20 01-1 BB 6630 WL | 3 RRUS 12 B5 G | 3 | 1 DUG 20 01 | 1 | RBS 6601 | 3 RRUS01B5 W | 3 | 1 BB 6630 WL | 1 | RBS 6601 | 3 RRUS 01 B2 W | 3 | 0 BB 6630 WL | 0 | RBS 6601 | N/A | 0 | N/A | 0 | N/A | 3 R 4415 B66A | 3 | 0 BB 6630 WL | 0 | RBS 6601 | N/A | 0 | N/A | 0 | N/A | [5 empty] | 12 | 0 |  | #N/A | 2023 | GWL | 2023-10-18 | 41 | WL-01-Mod. 850 (1-2-3) ; Exp. LTE (GHI) ; | 3 | 3 | 0 | 0 | 0 | 0 |  | 6 | 12 |  | 0 | 0 | 3 | 0 | 0 | 0 | 0 | 3 | Mod. 850 (1-2-3) ; Exp. LTE (GHI) ; | DEF | GHI(1-2-3) | 10 | 0 | 0 | Keep BB 6630 | N/A |  | Keep BB 6630 WL | WL-01 | - |  | 0 | [6 empty] | INST : Mod. 850 / LTE 1900 / |  | MIC BO 3YPlan 2023_6R_3A | 5 | 3xRadio 2219 B5, 3xRadio 4415 B2/25, |  | 3xAntenna 4pH, | [29 empty] | 6 | [5 empty] | 12 |  |  |  |  | 253 | 50 | 6 |  | 32 |  |  |  | #N/A | +591 75137341 | 2023-10-05 | 2023-11-05 |  |  | Exp. PBC |  | 10 | 8 | 18 | 34 | [10 empty] | 1 | [41 empty] | 1 | 7.5 | AB | [11 empty] | 3xRadio 2219 B5, 3xRadio 4415 B2/25, 3xAntenna 4pH, | EXISTING SITE 2G/3G 850/3G 1900/AWS/ L:DEF-> INST : Mod. 850 / LTE 1900 / New :GHI(1-2-3) | 3xRadio 2219 B5, 3xRadio 4415 B2/25, 3xAntenna 4pH, | 3 | - | [9 empty] | Reuso de Antena
2 |  | RO 2021 - LTE Capacity H2/0 | Proyecto Millicom Bolivia 3YPlan 2023 | NOV | 23 de Noviembre | In Services | -17.7282 | -63.1561 | Urban | Santa Cruz de la Sierra | Andres Ibanez | Santa Cruz | 40 | Selfsupported | PBC6200 | - | 0 | 3 | 0 | 0 | 0 | 3 | 1 | 0 | 7 |  | 1 DUW 31 01-1 BB 6630 L | N/A | 0 | N/A | 0 | N/A | 3 RRUS 01 B5 | 3 | 1 DUW 31 01 | 1 | RBS6601 Share | N/A | 0 | N/A | 0 | N/A | N/A | 0 | 0 BB 6630 L | 0 | RBS6630 | 3 RRUS 32 B4 | 3 | 1 BB 6630 L | 1 | RBS6630 | 1 R 4415 B2/B25 | 1 | 0 BB 6630 L | 0 | RBS6630 | [5 empty] | 7 | 0 |  | #N/A | 2023 | WL | 2023-10-26 | 43 | L-01-Mod. 850 (1-3) ; Exp. LTE (CGH) ; Sectorizar (FI) | 2 | 2 | 0 | 0 | 1 | 0 |  | 5 | 7 |  | 1 | 0 | 2 | 0 | 0 | 1 | 0 | 4 | Mod. 850 (1-3) ; Exp. LTE (CGH) ; Sectorizar (FI) | DEFI | CGH(1-3) | 1 | 0 | 0 | Keep BB 6630 | N/A |  | Keep BB 6630 L | L-01 | - |  | 0 | [6 empty] | INST : Mod. 850 / LTE 700 / LTE 1900 / Sectorize AWS&1900 / |  | MIC BO 3YPlan 2023_5R_4A | 2 | 2xRadio 2219 B5, 2xRadio 4415 B2/25, 1xRadio 4478 B12A, |  | 1xAntenna 2pL, 2xAntenna 4pH, 1xTwin Beam Antenna, |  |  | 1 | [30 empty] | 8 |  | 14 |  |  |  |  | 312 | 70 | 6 |  | 59 |  |  |  | #N/A | +591 71369827 | 2023-10-19 | 2023-10-20 |  |  | Exp. PBC |  | 39 | 7 | 46 | 65 | [10 empty] | 1 | 1 | [8 empty] | SWAP | [45 empty] | 2xRadio 2219 B5, 2xRadio 4415 B2/25, 1xRadio 4478 B12A, 1xAntenna 2pL, 2xAntenna 4pH, 1xTwin Beam Antenna, | EXISTING SITE 3G 850/AWS/LTE 1900/ L:DEFI-> INST : Mod. 850 / LTE 700 / LTE 1900 / Sectorize AWS&1900 / New :CGH(1-3) | 2xRadio 2219 B5, 2xRadio 4415 B2/25, 1xRadio 4478 B12A, 1xAntenna 2pL, 2xAntenna 4pH, 1xTwin Beam Antenna, | [8 empty] | #N/A
47 |  |  | Proyecto Millicom Bolivia 3YPlan 2023 | CHI | Cuchilla | In Services | -17.8246 | -63.2028 | Urban | Santa Cruz de la Sierra | Andres Ibanez | Santa Cruz | 25 | Selfsupported | RBS6101 | - | 3 | 3 | 0 | 3 | 0 | 3 | 0 | 0 | 12 |  | 1 DUG 20 01-1 DUW 31 01-1 DUW 41 01-1 DUS 31 02 | 3 RRUS 12 B5 | 3 | 1 DUG 20 01 | 1 | RBS 6601_SHARE | 3 RRU 01 B5 | 3 | 1 DUW 31 01 | 1 | RBS 6601 | 3 RRUS 01 B2 W | 3 | 1 DUW 41 01 | 1 | RBS 6601 | N/A | 0 | N/A | 0 | N/A | 3 RRUS 32 B4 | 3 | 1 DUS 31 02 | 1 | RBS6601_SHARE | N/A | 0 | N/A | 0 | N/A | [5 empty] | 12 | 0 |  | #N/A | 2023 | GWL | 2023-10-18 | 41 | GWL-01-Mod. 850 (2) ; Exp. LTE (GHI) ; | 1 | 3 | 0 | 0 | 0 | 0 |  | 4 | 12 |  | 0 | 0 | 3 | 0 | 0 | 0 | 0 | 3 | Mod. 850 (2) ; Exp. LTE (GHI) ; | DEF | GHI(2) | 5 | 1 | 0 | Baseband 6631 | N/A |  | Baseband 6631 GWL | GWL-01 | - |  | 0 | [6 empty] | INST : Mod. 850 / LTE 1900 / |  | MIC BO 3YPlan 2023_1BB_4R_3A | 10 | 1xBaseband 6631, 1xRadio 2219 B5, 3xRadio 4415 B2/25, |  | 3xAntenna 4pH, | [27 empty] | 2 | [7 empty] | 12 |  |  |  |  | 254 | 50 | 4 |  | 42 |  |  |  | #N/A | +591 75137341 | 2023-10-05 | 2023-11-05 |  |  | Exp. RBS6101 |  | 20 | 2 | 22 | 39 | [22 empty] | 3 | 20 | ABC | [30 empty] | 1 | 18.5 | AC | [8 empty] | 1xBaseband 6631, 1xRadio 2219 B5, 3xRadio 4415 B2/25, 3xAntenna 4pH, | EXISTING SITE 2G/3G 850/3G 1900/AWS/ L:DEF-> INST : Mod. 850 / LTE 1900 / New :GHI(2) | 1xBaseband 6631, 1xRadio 2219 B5, 3xRadio 4415 B2/25, 3xAntenna 4pH, | 3 | -
112 |  |  | Proyecto Millicom Bolivia 3YPlan 2023 | THC | Tahuichi | In Services | -17.8209 | -63.1928 | Urban | Santa Cruz de la Sierra | Andres Ibanez | Santa Cruz | 19 | Selfsupported | RBS6101 | - | 3 | 3 | 0 | 0 | 0 | 3 | 0 | 0 | 9 |  | 1 DUG 20 01-1 DUW 31 01-1 BB 5212 L | 3 RRU 01 B5 | 3 | 1 DUG 20 01 | 1 | RBS 6601_SHARE | 3 RRU 01 B5 | 3 | 1 DUW 31 01 | 1 | RBS6601 | N/A | 0 | N/A | 0 | N/A | N/A | 0 | N/A | 0 | N/A | 3 RRUS 32 B4 | 3 | 1 BB 5212 L | 1 | RBS6601_SHARE | N/A | 0 | N/A | 0 | N/A | [5 empty] | 9 | 0 | Brian | #N/A | 2023 | GWL | 2023-10-18 | 41 | GWL-01-Mod. 850 (1-3) ; Exp. LTE (GHI) ; | 2 | 3 | 0 | 0 | 0 | 0 |  | 5 | 9 |  | 0 | 0 | 0 | 0 | 3 | 0 | 0 | 3 | Mod. 850 (1-3) ; Exp. LTE (GHI) ; | DEF | GHI(1-3) | 6 | 1 | 0 | Baseband 6631 | N/A |  | Baseband 6631 GWL | GWL-01 | - |  | 0 | [6 empty] | INST : Mod. 850 / LTE 1900 / |  | MIC BO 3YPlan 2023_1BB_5R_3A | 15 | 1xBaseband 6631, 2xRadio 2219 B5, 3xRadio 4415 B2/25, |  | 3xAntenna 4pL4pH , |  |  | 3 | [24 empty] | 2 |  | 4 | [5 empty] | 12 |  |  |  |  | 255 | 50 | 5 |  | 35 |  |  |  | #N/A | +591 75137341 | 2023-10-05 | 2023-11-05 |  | ¦ | Exp. RBS6101 |  | 20 | 3 | 23 | 40 | [66 empty] | 1xBaseband 6631, 2xRadio 2219 B5, 3xRadio 4415 B2/25, 3xAntenna 4pL4pH , | EXISTING SITE 2G/3G 850/AWS/ L:DEF-> INST : Mod. 850 / LTE 1900 / New :GHI(1-3)
34 |  |  | Proyecto Millicom Bolivia 3YPlan 2023 | CLC | Cala Cala | In Services | -17.3667 | -66.1642 | Urban | Cochabamba | Cercado (CBBA) | Cochabamba | 40 | Selfsupported | PBC6200 | - | 0 | 0 | 3 | 0 | 0 | 3 | 0 | 0 | 6 |  | 1 BB 5216 GWL | 3 R 2219 B5 GW | 3 | 1 BB 5216 GWL | 1 | RBS6601 | 0 R 2219 B5 GW | 0 | 0 BB 5216 GWL | 0 | RBS6601 | N/A | 0 | N/A | 0 | N/A | N/A | 0 | N/A | 0 | N/A | 3 R 4415 B66A | 3 | 0 BB 5216 GWL | 0 | RBS6601 | N/A | 0 | N/A | 0 | N/A | [5 empty] | 6 | 0 |  | #N/A | 2023 | GWL | 2023-09-20 | 43 | GWL-01-Mod. 850 (1) ; Exp. LTE (GH) ; | 0 | 2 | 0 | 0 | 0 | 0 |  | 2 | 6 |  | 0 | 0 | 2 | 0 | 0 | 0 | 0 | 2 | Mod. 850 (1) ; Exp. LTE (GH) ; | DEF | GH(1) | 2 | 1 | 0 | Baseband 6631 | N/A |  | Baseband 6631 GWL | GWL-01 | - |  | 0 | [6 empty] | INST : Mod. 850 / LTE 1900 / |  | MIC BO 3YPlan 2023_1BB_2R_2A | 33 | 1xBaseband 6631, 2xRadio 4415 B2/25, |  | 2xAntenna 4pH, | [35 empty] | 8 |  |  |  |  | 313 | 70 | 2 |  | 59 |  |  |  | #N/A | +591 75137341 | 2023-10-19 | 2023-10-20 |  |  | Exp. PBC |  | 40 | 6 | 46 | 65 | [10 empty] | 1 | 1 | [8 empty] | ADD SPD | [45 empty] | 1xBaseband 6631, 2xRadio 4415 B2/25, 2xAntenna 4pH, | EXISTING SITE MIXMODE 850/AWS/ L:DEF-> INST : Mod. 850 / LTE 1900 / New :GH(1) | 1xBaseband 6631, 2xRadio 4415 B2/25, 2xAntenna 4pH, | 0 | 2
106 |  | / Desinstalación H1 1900 2020 | Proyecto Millicom Bolivia 3YPlan 2023 | SM2 | San Marcos II | In Services | -17.375 | -66.1606 | Urban | Cochabamba | Cercado (CBBA) | Cochabamba | 6 | Monopolo | Enclosure 6150 | - | 0 | 0 | 3 | 0 | 0 | 2 | 0 | 0 | 5 |  | 1 BB 5216 GW-1 BB 5212 L | 3 R 2219 B5 GW | 3 | 1 BB 5216 GW | 1 | RBS 6601_SHARE | 0 R 2219 B5 GW | 0 | 0 BB 5216 GW | 0 | RBS 6601_SHARE | N/A | 0 | NA | 0 | N/A | N/A | 0 | N/A | 0 | N/A | 2 RRUS 32 B4 | 2 | 1 BB 5212 L | 1 | RBS6601_SHARE | N/A | 0 | N/A | 0 | N/A | [5 empty] | 5 | 0 |  | #N/A | 2023 | GWL | 2023-09-25 | 43 | GWL-01-Exp. LTE (HI) ; | 0 | 2 | 0 | 0 | 0 | 0 |  | 2 | 5 |  | 0 | 0 | 2 | 0 | 0 | 0 | 0 | 2 | Exp. LTE (HI) ; | EF | HI | 1 | 1 | 0 | Baseband 6631 | N/A |  | Baseband 6631 GWL | GWL-01 | - |  | 0 | [6 empty] | INST : LTE 1900 / |  | MIC BO 3YPlan 2023_1BB_2R_2A | 33 | 1xBaseband 6631, 2xRadio 4415 B2/25, |  | 2xAntenna 4pH, | [35 empty] | 8 |  |  |  |  | 314 | 30 | 2 |  | 21 |  |  |  | #N/A | +591 75137341 | 2023-10-19 | 2023-10-20 |  |  | Exp. E6150 |  | 9 | 5 | 14 | 30 | [5 empty] | 1 | 1 | 2 | [58 empty] | 1xBaseband 6631, 2xRadio 4415 B2/25, 2xAntenna 4pH, | EXISTING SITE MIXMODE 850/AWS/ L:EF-> INST : LTE 1900 / New :HI
113 |  |  | Proyecto Millicom Bolivia 3YPlan 2023 | TAJ | Tajibos | In Services | -17.7666 | -63.1982 | Urban | Santa Cruz de la Sierra | Andres Ibanez | Santa Cruz | 30 | Selfsupported | PU6210 | - | 3 | 3 | 0 | 0 | 3 | 0 | 0 | 3 | 12 |  | 1 DUG 20 01-1 DUW 31 01-1 BB 6630 L | 3 RRUS 12 B5 G | 3 | 1 DUG 20 01 | 1 | RBS 6601_SHARE | 3 RRUS 01 B5 W | 3 | 1 DUW 31 01 | 1 | RBS6601 | N/A | 0 | N/A | 0 | N/A | 3 RRUS 11 B12 | 3 | 1 BB 6630 L | 1 | RBS 6630 | N/A | 0 | N/A | 0 | N/A | N/A | 0 | N/A | 0 | N/A | 3 R 4499 B2B25B66A | 3 | 0 BB 6630 L | 0 | RBS 6630 | 12 | 0 |  | #N/A | 2023 | GWL | 2023-09-28 | 43 | L-01-Mod. 850 (1-2-3) ; AAS FDD (DFGI) ; Sectorizar (EH) | 3 | 0 | 0 | 0 | 0 | 2 |  | 5 | 12 |  | 0 | 0 | 0 | 3 | 0 | 1 | 0 | 4 | Mod. 850 (1-2-3) ; AAS FDD (DFGI) ; Sectorizar (EH) | ABCDEFGHI | (1-2-3) | 16 | 0 | 2 | Keep BB 6630 | Baseband 6651 |  | Keep BB 6630 L-Baseband 6651 L | L-01 | L-01 |  | 0 | [6 empty] | INST : Mod. 850 / Sectorize AWS&1900 / AAS FDD AWS&1900 / |  | MIC BO 3YPlan 2023_2BB_5R_4A | 2 | 2xBaseband 6651, 3xRadio 2219 B5, 2xRadio AAS B25/B66, |  | 3xAntenna 4pL, 1xTwin Beam Antenna, | [33 empty] | 6 |  | 10 |  |  |  |  | 315 | 70 | 8 |  | 48 |  |  |  | #N/A | +591 75137341 | 2023-10-19 | 2023-10-20 |  |  | Exp. PU |  | 29 | 10 | 39 | 58 | [5 empty] | 0 | 2 |  |  | 0 |  |  | 1 |  | 2 | [5 empty] | ADD SPD |  | 3 | 29 | ABC |  | Soportes para antenas AIR (3.00m x 3'') | -1 Soporte Para Antenas Twinbeam (3.00m x 2.5'') para sector B | [24 empty] | 2 | 28.5 | AC | 1 | 24 | BC |  |  |  | Se requieren 2 Barras para soportería 1, ubicada entre sectores 1-3 y 1-2 |  |  |  |  | 2xBaseband 6651, 3xRadio 2219 B5, 2xRadio AAS B25/B66, 3xAntenna 4pL, 1xTwin Beam Antenna, | EXISTING SITE 2G/3G 850/LTE 700/LTE AWS&1900/ L:ABCDEFGHI-> INST : Mod. 850 / Sectorize AWS&1900 / AAS FDD AWS&1900 / New :(1-2-3)
94 |  | RO 2021 - LTE Capacity H2/ / LTE RO 2020 Capacity H2 - 1900Mhz | Proyecto Millicom Bolivia 3YPlan 2023 | PNV | Pueblo Nuevo | In Services | -17.8516 | -63.0622 | Urban | Santa Cruz de la Sierra | Andres Ibanez | Santa Cruz | 60 | Selfsupported | PBC6200 | - | 0 | 0 | 3 | 0 | 3 | 3 | 3 | 0 | 12 |  | 1 DUG 20 01-1 BB 6630 W-1 BB 6630 L | 3 RRU 01 B5 | 3 | 1 DUG 20 01 | 1 | RBS 6601 | 0 RRU 01 B5 | 0 | 1 BB 6630 W | 1 | RBS 6601 | N/A | 0 | N/A | 0 | N/A | 3 RRUS 11 B12 | 3 | 0 BB 6630 L | 0 | RBS6630 | 2 RRUS 32 B4 ; 1 R 4415 B66A | 3 | 1 BB 6630 L | 1 | RBS6630 | 3 R 4415 B2/B25 | 3 | 0 BB 6630 L | 0 | RBS6630 | [5 empty] | 12 | 0 |  | #N/A | 2023 | GWL | 2023-10-26 | 40 | L-01-Mod. 850 (1-2-3) ; AAS FDD (DEFGHI) ; | 3 | 0 | 0 | 0 | 0 | 3 |  | 6 | 12 |  | 0 | 0 | 0 | 0 | 0 | 0 | 0 | 0 | Mod. 850 (1-2-3) ; AAS FDD (DEFGHI) ; | ABCDEFGHI | (1-2-3) | 26 | 0 | 2 | Keep BB 6630 | Baseband 6651 |  | Keep BB 6630 L-Baseband 6651 L | L-01 | L-01 |  | 0 | [6 empty] | INST : Mod. 850 / AAS FDD AWS&1900 / |  | MIC BO 3YPlan 2023_2BB_6R | 11 | 2xBaseband 6651, 3xRadio 2219 B5, 3xRadio AAS B25/B66, | [35 empty] | 6 |  | 0 |  |  |  |  | 219 | 100 | 6 |  | 81 |  |  |  | #N/A | +591 75137341 |  |  |  |  | Exp. PBC |  | 55 | 9 | 64 | 86 | [5 empty] | 0 |  |  |  |  | 1 |  | 1 | 2 | 2 | [51 empty] | 2xBaseband 6651, 3xRadio 2219 B5, 3xRadio AAS B25/B66, | EXISTING SITE MIXMODE 850/LTE 700/AWS/LTE 1900/ L:ABCDEFGHI-> INST : Mod. 850 / AAS FDD AWS&1900 / New :(1-2-3)
153 |  | Swap Oruro & Potosí 2021 | Proyecto Millicom Bolivia 3YPlan 2023 | CDM | Casa de La Moneda | In Services | -19.5887 | -65.7538 | - | - | - | Potosi | 6 | Monopolo | Enclosure 6150 |  | 0 | 3 | 0 | 0 | 0 | 2 | 0 | 0 | 5 |  | 1 BB 6630 WL | N/A | 0 | N/A | 0 | N/A | 3 R 2219 B5 | 3 | 1 BB 6630 WL | 1 | RBS 6630 | N/A | 0 | N/A | 1 | N/A | N/A | 0 | N/A | 0 | N/A | 2 R 4415 B66A | 2 | 0 BB 6630 WL | 0 | RBS 6630 | N/A | 0 | N/A | 0 | N/A | N/A | 0 | N/A | 0 | N/A | 5 | 0 |  | #N/A | 2023 | WL | 2023-10-23 | 42 | WL-01-Mod. 850 (3) ; Exp. LTE (I) ; | 0 | 1 | 0 | 0 | 0 | 0 |  | 1 | 5 |  | 0 | 0 | 0 | 0 | 0 | 0 | 0 | 0 | Mod. 850 (3) ; Exp. LTE (I) ; | DF | I(3) | 3 | 0 | 0 | Keep BB 6630 | N/A |  | Keep BB 6630 WL | WL-01 | - |  | 0 | [6 empty] | INST : Mod. 850 / LTE 1900 / |  | MIC BO 3YPlan 2023_1R | 5 | 1xRadio 4415 B2/25, | [38 empty] | 10 |  |  |  | 294 | 30 | 1 |  | 21 |  |  |  | #N/A | +591 75137341 | 2023-10-12 | 2023-10-13 |  | 1 |  |  | 6 | 4 | 10 | 25 | [66 empty] | 1xRadio 4415 B2/25, | EXISTING SITE 3G 850/AWS/ L:DF-> INST : Mod. 850 / LTE 1900 / New :I(3)
155 |  | Swap Oruro & Potosí 2021 | Proyecto Millicom Bolivia 3YPlan 2023 | MBA | Mercado Abasto | In Services | -19.5747 | -65.7544 | - | - | - | Potosi | 6 | Monopolo | Enclosure 6150 |  | 0 | 0 | 3 | 0 | 0 | 3 | 0 | 0 | 6 |  | 1 BB 6630 GWL | 3 R 2219 B5 | 3 | 1 BB 6630 GWL | 1 | RBS 6630 | 0 2219 B5 | 0 | 0 BB 6630 GWL | 1 | RBS 6630 | N/A | 0 | N/A | 1 | N/A | N/A | 0 | N/A | 0 | N/A | 3 R 4415 B66A | 3 | 0 BB 6630 GWL | 0 | RBS 6630 | N/A | 0 | N/A | 0 | N/A | N/A | 0 | N/A | 0 | N/A | 6 | 0 |  | #N/A | 2023 | GWL | 2023-10-23 | 42 | GWL-01-Mod. 850 (3) ; Exp. LTE (GHI) ; | 0 | 3 | 0 | 0 | 0 | 0 |  | 3 | 6 |  | 0 | 0 | 3 | 0 | 0 | 0 | 0 | 3 | Mod. 850 (3) ; Exp. LTE (GHI) ; | DEF | GHI(3) | 3 | 0 | 0 | Keep BB 6630 | N/A |  | Keep BB 6630 GWL | GWL-01 | - |  | 0 | [6 empty] | INST : Mod. 850 / LTE 1900 / |  | MIC BO 3YPlan 2023_3R_3A | 23 | 3xRadio 4415 B2/25, |  | 3xAntenna 4pH, | [36 empty] | 12 |  |  |  | 295 | 30 | 3 |  | 21 |  |  |  | #N/A | +591 75137341 | 2023-10-12 | 2023-10-13 |  | 3 | Exp. E6150 |  | 6 | 7 | 13 | 29 | [66 empty] | 3xRadio 4415 B2/25, 3xAntenna 4pH, | EXISTING SITE MIXMODE 850/AWS/ L:DEF-> INST : Mod. 850 / LTE 1900 / New :GHI(3)
156 |  | Swap Oruro & Potosí 2021 | Proyecto Millicom Bolivia 3YPlan 2023 | POT3 | Potosi Urbano | In Services | -19.581 | -65.7733 | Urbano | Villa Imperial | Tomás Frías | Potosi | 40 | Selfsupported | Enclosure 6150 | - | 0 | 0 | 3 | 0 | 0 | 3 | 0 | 0 | 6 |  | 1 BB 6630 GW-1 BB 6630 L | 3 R 2219 B5 | 3 | 1 BB 6630 GW | 1 | RBS 6630 | 0 2219 B5 | 0 | 0 BB 6630 GW | 2 | RBS 6630 | N/A | 0 | N/A | 2 | N/A | N/A | 0 | N/A | 0 | N/A | 3 R 4415 B66A | 3 | 1 BB 6630 L | 1 | RBS 6630 | N/A | 0 | N/A | 0 | N/A | N/A | 0 | N/A | 0 | N/A | 6 | 0 |  | #N/A | 2023 | GWL | 2023-10-23 | 42 | L-01-Mod. 850 (3) ; Exp. LTE (GHI) ; | 0 | 3 | 0 | 0 | 0 | 0 |  | 3 | 6 |  | 0 | 0 | 3 | 0 | 0 | 0 | 0 | 3 | Mod. 850 (3) ; Exp. LTE (GHI) ; | DEF | GHI(3) | 3 | 0 | 0 | Keep BB 6630 | N/A |  | Keep BB 6630 L | L-01 | - |  | 0 | [6 empty] | INST : Mod. 850 / LTE 1900 / |  | MIC BO 3YPlan 2023_3R_3A | 23 | 3xRadio 4415 B2/25, |  | 3xAntenna 4pH, |  |  | 3 | [32 empty] | 12 |  |  |  | 0 | 296 | 70 | 4 |  | 59 |  |  |  | #N/A | +591 75137341 | 2023-10-12 | 2023-10-13 |  |  | Exp. E6150 |  | 35 | 5 | 40 | 59 | [66 empty] | 3xRadio 4415 B2/25, 3xAntenna 4pH, | EXISTING SITE MIXMODE 850/AWS/ L:DEF-> INST : Mod. 850 / LTE 1900 / New :GHI(3)
157 |  | Swap Oruro & Potosí 2021 | Proyecto Millicom Bolivia 3YPlan 2023 | SRQ | San Roque | In Services | -19.5785 | -65.7501 | - | - | - | Potosi | 10 | Selfsupported | Enclosure 6150 |  | 0 | 0 | 3 | 0 | 0 | 3 | 0 | 0 | 6 |  | 1 BB 6630 GWL | 3 R 2219 B5 | 3 | 1 BB 6630 GWL | 1 | RBS 6630 | 0 2219 B5 | 0 | 0 BB 6630 GWL | 1 | RBS 6630 | N/A | 0 | N/A | 1 | N/A | N/A | 0 | N/A | 0 | N/A | 3 R 4415 B66A | 3 | 0 BB 6630 GWL | 0 | RBS 6630 | N/A | 0 | N/A | 0 | N/A | N/A | 0 | N/A | 0 | N/A | 6 | 0 |  | #N/A | 2023 | GWL | 2023-10-23 | 42 | GWL-01-Mod. 850 (3) ; Exp. LTE (GHI) ; | 0 | 3 | 0 | 0 | 0 | 0 |  | 3 | 6 |  | 0 | 0 | 3 | 0 | 0 | 0 | 0 | 3 | Mod. 850 (3) ; Exp. LTE (GHI) ; | DEF | GHI(3) | 3 | 0 | 0 | Keep BB 6630 | N/A |  | Keep BB 6630 GWL | GWL-01 | - |  | 0 | [6 empty] | INST : Mod. 850 / LTE 1900 / |  | MIC BO 3YPlan 2023_3R_3A | 23 | 3xRadio 4415 B2/25, |  | 3xAntenna 4pH, | [35 empty] | 12 |  |  |  | 0 | 297 | 30 | 3 |  | 25 |  |  |  | #N/A | +591 75137341 | 2023-10-12 | 2023-10-13 |  |  | Exp. E6150 |  | 10 | 4 | 14 | 30 | [66 empty] | 3xRadio 4415 B2/25, 3xAntenna 4pH, | EXISTING SITE MIXMODE 850/AWS/ L:DEF-> INST : Mod. 850 / LTE 1900 / New :GHI(3)
159 |  | RO 2022 H1 New Sites | Proyecto Millicom Bolivia 3YPlan 2023 | VSM | Villa San Marcos (Alto Potosí) | In Services | -19.5956 | -65.7283 | Urban | Villa Imperial | Cercado | Potosi | 25 | Selfsupported | Enclosure 6150 | - | 0 | 3 | 0 | 0 | 2 | 0 | 0 | 0 | 5 |  | 1 BB 6630 WL | N/A | 0 | N/A | 0 | N/A | 3 R 2219 B5 W | 3 | 1 BB 6630 WL | 1 | RBS 6630 | N/A | 0 | N/A | 0 | N/A | 2 R 4478 B12A | 2 | 0 BB 6630 WL | 0 | RBS 6630 | N/A | 0 | N/A | 0 | N/A | N/A | 0 | N/A | 0 | N/A | N/A | 0 | N/A | 0 | N/A | 5 | Batch 1- Prio 2 |  | 3Y Plan 2024 - Bach 1 | 2024 | WL | 2023-10-23 | 43 | WL-01-Exp. LTE (DF) ; | 0 | 0 | 2 | 0 | 0 | 0 |  | 2 | 5 | 45353 | 0 | 0 | 0 | 0 | 0 | 0 | 0 | 0 | Exp. LTE (DF) ; | ABC | DF | 4 | 0 | 0 | Keep BB 6630 | N/A |  | Keep BB 6630 WL | WL-01 | - |  | 0 | [6 empty] | INST : LTE 1900 / LTE AWS / |  | MIC BO 3YPlan 2023_2R | 10 | 2xRadio 4415 B66A, | [29 empty] | 6 |  | 6 | [5 empty] | 8 |  |  |  |  | 303 | 50 | 2 | 84 | 42 |  |  |  | SERTERO | +591 75137341 | 2023-10-17 | 2023-10-17 |  |  | Exp. E6150 |  | 25 | 6 | 31 | 49 | [66 empty] | 2xRadio 4415 B66A, | EXISTING SITE 3G 850/LTE 700/ L:ABC-> INST : LTE 1900 / LTE AWS / New :DF
124 |  |  | Proyecto Millicom Bolivia 3YPlan 2023 | SOK | Super Okinawa | In Services | -17.7769 | -63.1799 | Urban | Santa Cruz de la Sierra | Andres Ibanez | Santa Cruz | 6 | Monopolo | PU6210 | - | 3 | 3 | 0 | 3 | 0 | 3 | 2 | 0 | 14 |  | 1 DUG 20 01-1 DUW 31 01-1 DUW 31 01-1 BB 6631 L | 3 RRU 12 B5 | 3 | 1 DUG 20 01 | 1 | RBS 6601_SHARE | 3 RRU 01 B5 | 3 | 1 DUW 31 01 | 1 | RBS6601 | 3 RRUS 01 B2 W | 3 | 1 DUW 31 01 | 1 | RBS6601 | N/A | 0 | N/A | 0 | N/A | 3 RRUS 32 B4 | 3 | 1 BB 6631 L | 1 | RBS6601_SHARE | 2 R 4415 B2 B25 | 2 | 0 BB 6631 L | 0 | RBS6601_SHARE | [5 empty] | 14 | 0 |  | #N/A | 2023 | GWL | 2023-10-04 | 43 | GWL-01-Mod. 850 (1-2-3) ; Exp. LTE (I) ; Sectorizar (DEGH) | 3 | 1 | 0 | 0 | 0 | 0 |  | 4 | 14 |  | 0 | 0 | 1 | 0 | 0 | 2 | 0 | 3 | Mod. 850 (1-2-3) ; Exp. LTE (I) ; Sectorizar (DEGH) | DEFGH | I(1-2-3) | 2 | 0 | 0 | Keep Baseband 6630 | N/A |  | Keep Baseband 6630 GWL | GWL-01 | - |  | 0 | [6 empty] | INST : Mod. 850 / LTE 1900 / Sectorize AWS&1900 / |  | MIC BO 3YPlan 2023_4R_3A | 11 | 3xRadio 2219 B5, 1xRadio 4415 B2/25, |  | 1xAntenna 4pH, 2xTwin Beam Antenna, | [29 empty] | 6 |  |  |  |  | 8 | 12 |  |  |  |  | 316 | 30 | 4 |  | 21 |  |  |  | #N/A | +591 75137341 | 2023-10-19 | 2023-10-20 |  |  | Exp. PU |  | 10 | 4 | 14 | 30 | [5 empty] | 0 | [8 empty] | 1 | [51 empty] | 3xRadio 2219 B5, 1xRadio 4415 B2/25, 1xAntenna 4pH, 2xTwin Beam Antenna, | EXISTING SITE 2G/3G 850/3G 1900/AWS/LTE 1900/ L:DEFGH-> INST : Mod. 850 / LTE 1900 / Sectorize AWS&1900 / New :I(1-2-3)
46 |  | / LTE RO 2020 Capacity H1 - 1900Mhz | Proyecto Millicom Bolivia 3YPlan 2023 | COC2 | Cotoca II | In Services | -17.7498 | -62.9958 | Urban | Cotoca | Andres Ibanez | Santa Cruz | 60 | Selfsupported | RBS6101 | RBS6101 | 3 | 3 | 0 | 0 | 3 | 3 | 3 | 0 | 15 |  | 1 DUG 20 01-1 DUW 31 01-1 DUS 31 02 | 3 RRU 01 B5 | 3 | 1 DUG 20 01 | 1 | RBS 6601_SHARE | 3 RRU 01 B5 | 3 | 1 DUW 31 01 | 1 | RBS 6601 | N/A | 0 | N/A | 0 | N/A | 3 RRUS 11 B12 | 3 | 1 DUS 31 02 | 1 | RBS6601_SHARE | 1 RRU 32 B4-2 RRU 11 B4 | 3 | 0 DUS 31 02 | 0 | RBS6601_SHARE | 3 R 2217B2 | 3 | 0 DUS 31 02 | 0 | RBS6601_SHARE | [5 empty] | 15 | 0 |  | #N/A | 2023 | GWL | 2023-10-26 | 43 | GWL-01-Mod. 850 (1-2-3) ; AAS FDD (EFHI) ; Sectorizar (DG) | 3 | 1 | 0 | 0 | 0 | 2 |  | 6 | 15 |  | 0 | 0 | 0 | 0 | 0 | 1 | 0 | 1 | Mod. 850 (1-2-3) ; AAS FDD (EFHI) ; Sectorizar (DG) | ABCDEFGHI | (1-2-3) | 10 | 1 | 2 | Baseband 6631 | Baseband 6651 |  | Baseband 6631 GWL-Baseband 6651 L | GWL-01 | L-01 |  | 0 | [6 empty] | INST : Mod. 850 / Sectorize AWS&1900 / AAS FDD AWS&1900 / |  | MIC BO 3YPlan 2023_3BB_6R_1A | 19 | 1xBaseband 6631, 2xBaseband 6651, 3xRadio 2219 B5, 1xRadio 4415 B2/25, 2xRadio AAS B25/B66, |  | 1xTwin Beam Antenna, | [33 empty] | 10 |  | 4 |  |  |  |  | 386 | 100 | 6 |  | 81 |  |  |  | #N/A | +591 71369827 | 2023-11-08 | 2023-11-08 |  |  | Exp. RBS6101 |  | 32 | 3 | 35 | 53 | [15 empty] | 1 |  |  | 2 | [47 empty] | 1xBaseband 6631, 2xBaseband 6651, 3xRadio 2219 B5, 1xRadio 4415 B2/25, 2xRadio AAS B25/B66, 1xTwin Beam Antenna, | EXISTING SITE 2G/3G 850/LTE 700/AWS/LTE 1900/ L:ABCDEFGHI-> INST : Mod. 850 / Sectorize AWS&1900 / AAS FDD AWS&1900 / New :(1-2-3) | 1xBaseband 6631, 2xBaseband 6651, 3xRadio 2219 B5, 1xRadio 4415 B2/25, 2xRadio AAS B25/B66, 1xTwin Beam Antenna,
51 |  | / LTE RO 2020 Capacity H2 - 1900Mhz | Proyecto Millicom Bolivia 3YPlan 2023 | ETF | El Triunfo | In Services | -17.868 | -63.1512 | Urban | Santa Cruz de la Sierra | Andres Ibanez | Santa Cruz | 40 | Selfsupported | PBC6200 | - | 3 | 3 | 0 | 3 | 0 | 3 | 0 | 0 | 12 |  | 1 DUG 20 01-1 DUW 31 01-1 DUW 41 01-1 BB 5212 L | 3 RRUS 12 B5 | 3 | 1 DUG 20 01 | 1 | RBS 6601 | 3 RRU 01 B5 | 3 | 1 DUW 31 01 | 1 | RBS 6601 | 3 RRUS 01 B2 W | 3 | 1 DUW 41 01 | 1 | RBS 6601 | N/A | 0 | N/A | 0 | N/A | 3 RRUS 32 B4 | 3 | 1 BB 5212 L | 1 | RBS6601 | N/A | 0 | N/A | 0 | N/A | [5 empty] | 12 | 0 |  | #N/A | 2023 | GWL | 2023-10-26 | 43 | GWL-01-Mod. 850 (2-3) ; AAS FDD (EFHI) ; | 2 | 0 | 0 | 0 | 0 | 2 |  | 4 | 12 |  | 0 | 0 | 0 | 0 | 0 | 0 | 0 | 0 | Mod. 850 (2-3) ; AAS FDD (EFHI) ; | DEFHI | (2-3) | 3 | 1 | 2 | Baseband 6631 | Baseband 6651 |  | Baseband 6631 GWL-Baseband 6651 L | GWL-01 | L-01 |  | 0 | [6 empty] | INST : Mod. 850 / AAS FDD AWS&1900 / |  | MIC BO 3YPlan 2023_3BB_4R | 3 | 1xBaseband 6631, 2xBaseband 6651, 2xRadio 2219 B5, 2xRadio AAS B25/B66, | [35 empty] | 4 | [6 empty] | 317 | 70 | 4 |  | 59 |  |  |  | #N/A | +591 75137341 | 2023-10-19 | 2023-10-20 |  |  | Exp. PBC |  | 40 | 7 | 47 | 67 | [10 empty] | 1 |  | 1 |  | 3 | [5 empty] | ADD SPD |  | 2 | 36 | BC | [30 empty] | 1 | 35 | BC | [8 empty] | 1xBaseband 6631, 2xBaseband 6651, 2xRadio 2219 B5, 2xRadio AAS B25/B66, | EXISTING SITE 2G/3G 850/3G 1900/AWS/ L:DEFHI-> INST : Mod. 850 / AAS FDD AWS&1900 / New :(2-3) | 1xBaseband 6631, 2xBaseband 6651, 2xRadio 2219 B5, 2xRadio AAS B25/B66, | 3 | - | [6 empty] | #N/A |  |  |  |  | D
63 |  |  | Proyecto Millicom Bolivia 3YPlan 2023 | INT | Internacional | In Services | -17.8474 | -63.1622 | Urban | Santa Cruz de la Sierra | Andres Ibanez | Santa Cruz | 40 | Selfsupported | PBC6200 | - | 3 | 3 | 0 | 0 | 3 | 3 | 2 | 0 | 14 |  | 1 DUG 20 01-1 DUW 31 01-1 BB 6630 L | 3 RRUS 12 B5 | 3 | 1 DUG 20 01 | 1 | RBS 6601_SHARE | 3 RRU 01 B5 | 3 | 1 DUW 31 01 | 1 | RBS 6601 | N/A | 0 | N/A | 0 | N/A | 3 RRUS 11 B12 | 3 | 1 BB 6630 L | 1 | RBS 6630 | 3 RRUS 11 B4 | 3 | 0 BB 6630 L | 0 | RBS6630 | 2 R 4415 B2/B25 | 2 | 0 BB 6630 L | 0 | RBS6630 | [5 empty] | 14 | 0 |  | #N/A | 2023 | GWL | 2023-10-26 | 43 | L-01-Mod. 850 (1-2-3) ; Exp. LTE (H) ; MIMO4 LTE (E) ; AAS FDD (DFGI) ; | 3 | 0 | 0 | 1 | 0 | 2 |  | 6 | 14 |  | 0 | 0 | 0 | 0 | 1 | 0 | 0 | 1 | Mod. 850 (1-2-3) ; Exp. LTE (H) ; MIMO4 LTE (E) ; AAS FDD (DFGI) ; | ABCDEFGI | H(1-2-3) | 5 | 0 | 2 | Keep BB 6630 | Baseband 6651 |  | Keep BB 6630 L-Baseband 6651 L | L-01 | L-01 |  | 0 | [6 empty] | INST : Mod. 850 / LTE 1900 / AAS FDD AWS&1900 / |  | MIC BO 3YPlan 2023_2BB_6R_1A | 20 | 2xBaseband 6651, 3xRadio 2219 B5, 1xRadio 4499 44B2/25 44B66A, 2xRadio AAS B25/B66, |  | 1xAntenna 4pL4pH , |  |  | 1 | [30 empty] | 4 |  | 6 |  |  |  |  | 318 | 70 | 6 |  | 59 |  |  |  | #N/A | +591 75137341 | 2023-10-19 | 2023-10-20 |  |  | Exp. PBC |  | 40 | 6 | 46 | 65 | [12 empty] | 1 |  | 2 | [5 empty] | ADD SPD | [45 empty] | 2xBaseband 6651, 3xRadio 2219 B5, 1xRadio 4499 44B2/25 44B66A, 2xRadio AAS B25/B66, 1xAntenna 4pL4pH , | EXISTING SITE 2G/3G 850/LTE 700/AWS/LTE 1900/ L:ABCDEFGI-> INST : Mod. 850 / LTE 1900 / AAS FDD AWS&1900 / New :H(1-2-3) | 2xBaseband 6651, 3xRadio 2219 B5, 1xRadio 4499 44B2/25 44B66A, 2xRadio AAS B25/B66, 1xAntenna 4pL4pH ,
67 |  | RO 2021 - LTE Capacity H2-P1 / RO 2021 - LTE Capacity H1_119 Sitios / LTE RO 2020 Capacity H1 - 1900Mhz | Proyecto Millicom Bolivia 3YPlan 2023 | CUR | La Curva | In Services | -17.8263 | -63.1382 | Urban | Santa Cruz de la Sierra | Andres Ibanez | Santa Cruz | 40 | Selfsupported | PBC6200 | - | 3 | 3 | 0 | 0 | 3 | 3 | 3 | 0 | 15 |  | 1 DUG 20 01-1 DUW 31 01-1 DUS 31 02 | 3 RRU 12 B5 | 3 | 1 DUG 20 01 | 1 | RBS 6601_SHARE | 3 RRU 01 B5 | 3 | 1 DUW 31 01 | 1 | RBS6601_SHARE | N/A | 0 | N/A | 0 | N/A | 3 R 4478 B12A | 3 | 1 DUS 31 02 | 1 | RBS 6601 | 3 RRU 11 B4 | 3 | 0 DUS 31 02 | 0 | RBS 6601 | 3 R 2217B2 | 3 | 0 DUS 31 02 | 0 | RBS 6601 | [5 empty] | 15 | 0 |  | #N/A | 2023 | GWL | 2023-10-26 | 43 | GWL-01-Mod. 850 (1-2-3) ; AAS FDD (DG) ; Sectorizar (EFHI) | 3 | 0 | 0 | 2 | 0 | 1 |  | 6 | 15 |  | 0 | 0 | 0 | 0 | 0 | 2 | 0 | 2 | Mod. 850 (1-2-3) ; AAS FDD (DG) ; Sectorizar (EFHI) | ABCDEFGHI | (1-2-3) | 9 | 1 | 1 | Baseband 6631 | Baseband 6651 |  | Baseband 6631 GWL-Baseband 6651 L | GWL-01 | L-01 |  | 0 | [6 empty] | INST : Mod. 850 / Sectorize AWS&1900 / AAS FDD AWS&1900 / |  | MIC BO 3YPlan 2023_2BB_6R_2A | 16 | 1xBaseband 6631, 1xBaseband 6651, 3xRadio 2219 B5, 2xRadio 4499 44B2/25 44B66A, 1xRadio AAS B25/B66, |  | 2xTwin Beam Antenna, | [35 empty] | 14 |  |  |  |  | 387 | 70 | 6 |  | 59 |  |  |  | #N/A | +591 71369827 | 2023-11-08 | 2023-11-08 |  |  | Exp. PBC |  | 40 | 8 | 48 | 68 | [10 empty] | 1 |  | 1 | 2 | 1 | [38 empty] | 2 | AB | 1 | 31.5 | BC |  |  |  | 2 Barras para soportería 1 (1-2 y 3) ; 1 barra para soportería 2 (en escalerilla, sector 2-3) |  |  |  |  | 1xBaseband 6631, 1xBaseband 6651, 3xRadio 2219 B5, 2xRadio 4499 44B2/25 44B66A, 1xRadio AAS B25/B66, 2xTwin Beam Antenna, | EXISTING SITE 2G/3G 850/LTE 700/AWS/LTE 1900/ L:ABCDEFGHI-> INST : Mod. 850 / Sectorize AWS&1900 / AAS FDD AWS&1900 / New :(1-2-3) | 1xBaseband 6631, 1xBaseband 6651, 3xRadio 2219 B5, 2xRadio 4499 44B2/25 44B66A, 1xRadio AAS B25/B66, 2xTwin Beam Antenna, | [8 empty] | OK
1 |  | RO 2021 - LTE Capacity H2-P1 / LTE RO 2020 Capacity H1 - AWS/High Load Cells_Only F1 | Proyecto Millicom Bolivia 3YPlan 2023 | D23 | 23 de Diciembre | In Services | -17.7752 | -63.1164 | Urban | Santa Cruz de la Sierra | Andres Ibanez | Santa Cruz | 25 | Selfsupported | PBC6200 | - | 3 | 3 | 0 | 0 | 3 | 3 | 0 | 0 | 12 |  | 1 DUG 20 01-1 BB 6630 WL | 3 RRUS 12 B5 G | 3 | 1 DUG 20 01 | 1 | RBS 6601 | 3 RRUS01B5 W | 3 | 1 BB 6630 WL | 1 | RBS 6630 | N/A | 0 | N/A | 0 | N/A | 3 RRUS 11 B12 | 3 | 0 BB 6630 WL | 0 | RBS 6630 | 3 R4415B66A L | 3 | 0 BB6630 WL | 0 | RBS 6630 | N/A | 0 | N/A | 0 | N/A | [5 empty] | 12 | 0 |  | #N/A | 2023 | GWL | 2023-11-01 | 44-1 | WL-01-Mod. 850 (2-3) ; Exp. LTE (GH) ; Sectorizar (FI) | 2 | 3 | 0 | 0 | 0 | 0 |  | 5 | 12 |  | 0 | 0 | 0 | 0 | 0 | 1 | 2 | 3 | Mod. 850 (2-3) ; Exp. LTE (GH) ; Sectorizar (FI) | ABCDEF | IGH(2-3) | 4 | 0 | 0 | Keep BB 6630 | N/A |  | Keep BB 6630 WL | WL-01 | - |  | 0 | [6 empty] | INST : Mod. 850 / LTE 1900 / Sectorize AWS&1900 / |  | MIC BO 3YPlan 2023_5R_3A | 6 | 2xRadio 2219 B5, 3xRadio 4415 B2/25, |  | 1xTwin Beam Antenna, 2xAntena 80010767, |  |  | 2 | [30 empty] | 6 |  | 18 |  |  |  | 2 | 351 | 50 | 5 |  | 42 |  |  |  | #N/A | +591 71369827 |  |  |  |  | Exp. PBC |  | 24 | 6 | 30 | 48 | [10 empty] | 1 | 1 | [8 empty] | ADD SPD | [45 empty] | 2xRadio 2219 B5, 3xRadio 4415 B2/25, 1xTwin Beam Antenna, 2xAntena 80010767, | EXISTING SITE 2G/3G 850/LTE 700/AWS/ L:ABCDEF-> INST : Mod. 850 / LTE 1900 / Sectorize AWS&1900 / New :IGH(2-3) | 2xRadio 2219 B5, 3xRadio 4415 B2/25, 1xTwin Beam Antenna, 2xAntena 80010767, | 0 | 12 | [11 empty] | DF
86 |  | RO 2021 - LTE Capacity H2/ / LTE RO 2019 Capacity H2 | Proyecto Millicom Bolivia 3YPlan 2023 | PMI | Palmicruz | In Services | -17.8076 | -63.1257 | Urban | Santa Cruz de la Sierra | Andres Ibanez | Santa Cruz | 40 | Selfsupported | Enclosure 6150 | RBS6101 | 3 | 3 | 0 | 0 | 2 | 3 | 2 | 0 | 13 |  | 1 DUG 20 01-1 DUW3101-1 BB 6630 L | 3 RRUS01B5 G | 3 | 1 DUG 20 01 | 1 | RBS 6101 | 3 RRUS01B5 W | 3 | 1 DUW3101 | 1 | RBS 6101 | N/A | 0 | N/A | 0 | N/A | 2 R 4478 B12 | 2 | 0 BB 6630 L | 0 | RBS6630 | 1 RRUS 32 B4 ; 2 R 4415 B66A | 3 | 1 BB 6630 L | 1 | RBS 6630 | 2 R 4415 B2/B25 | 2 | 0 BB 6630 L | 0 | RBS 6630 | [5 empty] | 13 | 0 |  | #N/A | 2023 | GWL | 2023-10-26 | 43 | L-01-Mod. 850 (1-2-3) ; Exp. LTE (I) ; AAS FDD (DG) ; Sectorizar (EH) | 3 | 1 | 0 | 0 | 0 | 1 |  | 5 | 13 | 1 | 0 | 0 | 0 | 0 | 0 | 1 | 0 | 1 | Mod. 850 (1-2-3) ; Exp. LTE (I) ; AAS FDD (DG) ; Sectorizar (EH) | ABCDEFGH | I(1-2-3) | 1 | 0 | 1 | Keep BB 6630 | Baseband 6651 |  | Keep BB 6630 L-Baseband 6651 L | L-01 | L-01 |  | 0 | [6 empty] | INST : Mod. 850 / LTE 1900 / Sectorize AWS&1900 / AAS FDD AWS&1900 / |  | MIC BO 3YPlan 2023_1BB_5R_1A | 3 | 1xBaseband 6651, 3xRadio 2219 B5, 1xRadio 4415 B2/25, 1xRadio AAS B25/B66, |  | 1xTwin Beam Antenna, | [33 empty] | 2 |  | 16 |  |  |  |  | 319 | 70 | 5 |  | 59 |  |  |  | #N/A | +591 75137341 | 2023-10-19 | 2023-10-20 |  |  | Exp. RBS6101 |  | 39 | 6 | 45 | 64 | [18 empty] | 3 | [47 empty] | 1xBaseband 6651, 3xRadio 2219 B5, 1xRadio 4415 B2/25, 1xRadio AAS B25/B66, 1xTwin Beam Antenna, | EXISTING SITE 2G/3G 850/LTE 700/AWS/LTE 1900/ L:ABCDEFGH-> INST : Mod. 850 / LTE 1900 / Sectorize AWS&1900 / AAS FDD AWS&1900 / New :I(1-2-3) | 1xBaseband 6651, 3xRadio 2219 B5, 1xRadio 4415 B2/25, 1xRadio AAS B25/B66, 1xTwin Beam Antenna,
107 |  | / LTE RO 2020 Capacity H2 - 1900Mhz | Proyecto Millicom Bolivia 3YPlan 2023 | SAT | Satelite Norte | In Services | -17.6051 | -63.1404 | Urban | Warnes | Warnes | Santa Cruz | 21 | Poste Metálico | RBS6101 | - | 3 | 3 | 0 | 3 | 3 | 3 | 0 | 0 | 15 |  | 1 DUG 20 01-1 DUW 31 01-1 DUW 31 01-1 DUS 31 02 | 3 RRU 01 B5 | 3 | 1 DUG 20 01 | 1 | RBS 6101 | 3 RRU 01 B5 | 3 | 1 DUW 31 01 | 1 | RBS6101 | 3 RRUS 01 B2 W | 3 | 1 DUW 31 01 | 1 | RBS6101 | 3 RRUS 11 B12 | 3 | 1 DUS 31 02 | 1 | RBS6101 | 3 RRUS 32 B4 | 3 | 0 DUS 31 02 | 0 | RBS6101 | N/A | 0 | N/A | 0 | N/A | [5 empty] | 15 | 0 |  | #N/A | 2023 | GWL | 2023-11-01 | 40 | GWL-01-Mod. 850 (1-3) ; AAS FDD (DG) ; | 2 | 0 | 0 | 0 | 0 | 1 |  | 3 | 15 |  | 0 | 0 | 0 | 0 | 0 | 0 | 0 | 0 | Mod. 850 (1-3) ; AAS FDD (DG) ; | ABCDEFGHI | (1-3) | 2 | 1 | 1 | Baseband 6631 | Baseband 6651 |  | Baseband 6631 GWL-Baseband 6651 L | GWL-01 | L-01 |  | 0 | [6 empty] | INST : Mod. 850 / AAS FDD AWS&1900 / |  | MIC BO 3YPlan 2023_2BB_3R | 6 | 1xBaseband 6631, 1xBaseband 6651, 2xRadio 2219 B5, 1xRadio AAS B25/B66, | [35 empty] | 4 |  | 0 |  |  |  |  | 220 | 50 | 3 |  | 37 |  |  |  | #N/A | +591 75137341 |  |  |  |  | Exp. E6150 |  | 17 | 4 | 21 | 37 | [5 empty] | 1 |  |  | 1 | [57 empty] | 1xBaseband 6631, 1xBaseband 6651, 2xRadio 2219 B5, 1xRadio AAS B25/B66, | EXISTING SITE 2G/3G 850/3G 1900/LTE 700/AWS/ L:ABCDEFGHI-> INST : Mod. 850 / AAS FDD AWS&1900 / New :(1-3)
133 |  | RO 2021 - LTE Capacity H2/ / LTE RO 2019 Capacity H2 | Proyecto Millicom Bolivia 3YPlan 2023 | VLJ | Virgen de Lujan | In Services | -17.7615 | -63.1267 | Urban | Santa Cruz de la Sierra | Andres Ibanez | Santa Cruz | 40 | Selfsupported | PBC6200 | - | 3 | 3 | 0 | 0 | 0 | 3 | 3 | 0 | 12 |  | 1 DUG 20 01-1 BB6630 W-1 BB 6630 L | 3 RRUS12B5 G | 3 | 1 DUG 20 01 | 1 | RBS 6601 | 3 RRUS01B5 W | 3 | 1 BB6630 W | 1 | RBS 6630 | N/A | 0 | N/A | 0 | N/A | N/A | 0 | N/A | 0 | N/A | 3 R 4415B66A | 3 | 1 BB 6630 L | 1 | RBS6630 | 3 R 4415 B2/B25 | 3 | 0 BB 6630 L | 0 | RBS6630 | [5 empty] | 12 | 0 |  | #N/A | 2023 | GWL | 2023-10-23 | 40 | L-01-Mod. 850 (1-2) ; Exp. LTE (C) ; AAS FDD (DEGH) ; | 2 | 0 | 0 | 0 | 1 | 2 |  | 5 | 12 |  | 0 | 0 | 0 | 0 | 0 | 0 | 0 | 0 | Mod. 850 (1-2) ; Exp. LTE (C) ; AAS FDD (DEGH) ; | DEFGHI | C(1-2) | 1 | 0 | 2 | Keep BB 6630 | Baseband 6651 |  | Keep BB 6630 L - Baseband 6651 L | L-01 | L-01 |  | 0 | [6 empty] | INST : Mod. 850 / LTE 700 / AAS FDD AWS&1900 / |  | MIC BO 3YPlan 2023_2BB_5R | 4 | 2xBaseband 6651, 2xRadio 2219 B5, 1xRadio 4478 B12A, 2xRadio AAS B25/B66, |  |  |  |  | 1 | [30 empty] | 4 |  | 2 |  |  |  |  | 221 | 70 | 5 |  | 59 |  |  |  | SERTERO | +591 75137341 |  |  |  |  | Exp. PBC |  | 39 | 9 | 48 | 68 | [66 empty] | 2xBaseband 6651, 2xRadio 2219 B5, 1xRadio 4478 B12A, 2xRadio AAS B25/B66, | EXISTING SITE 2G/3G 850/AWS/LTE 1900/ L:DEFGHI-> INST : Mod. 850 / LTE 700 / AAS FDD AWS&1900 / New :C(1-2)
21 |  | RO 2021 - LTE Capacity H1_119 Sitios / | Proyecto Millicom Bolivia 3YPlan 2023 | GRA | B. Las Gramas | In Services | -17.7408 | -63.0996 | Urban | Santa Cruz de la Sierra | Andres Ibanez | Santa Cruz | 40 | Selfsupported | RBS6101 | - | 0 | 3 | 0 | 0 | 0 | 3 | 2 | 0 | 8 |  | 1 BB 6630 WL | N/A | 0 | N/A | 0 | N/A | 3 RRUS 01B5 W | 3 | 1 BB 6630 WL | 1 | RBS 6601 | N/A | 0 | N/A | 0 | N/A | N/A | 0 | N/A | 0 | N/A | 3 RRUS 32 B4 | 3 | 0 BB 6630 WL | 0 | RBS 6630 | 2 R 4415 B2/B25 | 2 | 0 BB 6630 WL | 0 | RBS 6630 | [5 empty] | 8 | 0 |  | #N/A | 2023 | WL | 2023-11-01 | 44-1 | WL-01-Mod. 850 (1-3) ; Exp. LTE (H) ; Sectorizar (DFGI) | 2 | 1 | 0 | 0 | 0 | 0 |  | 3 | 8 |  | 0 | 0 | 1 | 0 | 0 | 2 | 0 | 3 | Mod. 850 (1-3) ; Exp. LTE (H) ; Sectorizar (DFGI) | DEFGI | H(1-3) | 3 | 0 | 0 | Keep BB 6630 | N/A |  | Keep BB 6630 WL | WL-01 | - |  | 0 | [6 empty] | INST : Mod. 850 / LTE 1900 / Sectorize AWS&1900 / |  | MIC BO 3YPlan 2023_3R_3A | 23 | 2xRadio 2219 B5, 1xRadio 4415 B2/25, |  | 1xAntenna 4pH, 2xTwin Beam Antenna, | [35 empty] | 24 |  |  |  | 0 | 352 | 70 | 3 |  | 59 |  |  |  | #N/A | +591 71369827 |  |  |  |  | Exp. E6150 |  | 38 | 5 | 43 | 62 | [5 empty] | 2 |  | 0 | [58 empty] | 2xRadio 2219 B5, 1xRadio 4415 B2/25, 1xAntenna 4pH, 2xTwin Beam Antenna, | EXISTING SITE 3G 850/AWS/LTE 1900/ L:DEFGI-> INST : Mod. 850 / LTE 1900 / Sectorize AWS&1900 / New :H(1-3) | 2xRadio 2219 B5, 1xRadio 4415 B2/25, 1xAntenna 4pH, 2xTwin Beam Antenna, | [8 empty] | OK
128 |  | / LTE RO 2020 Capacity H1 - 1900Mhz | Proyecto Millicom Bolivia 3YPlan 2023 | VLU | Villa Luz | In Services | -17.7315 | -63.1664 | Urban | Santa Cruz de la Sierra | Andres Ibanez | Santa Cruz | 25 | Selfsupported | PBC6200 | - | 3 | 3 | 0 | 0 | 0 | 2 | 3 | 0 | 11 |  | 1 DUG 20 01-1 DUW 31 01-1 DUS 31 02 | 3 RRU 12 B5 | 3 | 1 DUG 20 01 | 1 | RBS 6601_SHARE | 3 RRU 01 B5 | 3 | 1 DUW 31 01 | 1 | RBS6601_SHARE | N/A | 0 | N/A | 0 | N/A | N/A | 0 | N/A | 0 | N/A | 2 RRUS 32 B4 | 2 | 1 DUS 31 02 | 1 | RBS6601_SHARE | 3 R 2217B2 | 3 | 0 DUS 31 02 | 0 | RBS6601_SHARE | [5 empty] | 11 | 0 |  | #N/A | 2023 | GWL | 2023-10-04 | 44-1 | GWL-01-Mod. 850 (1-3) ; Exp. LTE (CE) ; MIMO4 LTE (H) ; AAS FDD (DG) ; Sectorizar (FI) | 2 | 1 | 0 | 1 | 1 | 1 |  | 6 | 11 |  | 0 | 0 | 0 | 1 | 0 | 1 | 1 | 3 | Mod. 850 (1-3) ; Exp. LTE (CE) ; MIMO4 LTE (H) ; AAS FDD (DG) ; Sectorizar (FI) | DFGHI | CE(1-3) | 1 | 1 | 1 | Baseband 6631 | Baseband 6651 |  | Baseband 6631 GWL - Baseband 6651 L | GWL-01 | L-01 |  | 0 | [6 empty] | INST : Mod. 850 / LTE 700 / LTE AWS / Sectorize AWS&1900 / AAS FDD AWS&1900 / |  | MIC BO 3YPlan 2023_2BB_6R_3A | 1 | 1xBaseband 6631, 1xBaseband 6651, 2xRadio 2219 B5, 1xRadio 4415 B2/25, 1xRadio 4499 44B2/25 44B66A, 1xRadio 4478 B12A, 1xRadio AAS B25/B66, |  | 1xAntenna 4pL, 1xTwin Beam Antenna, 1xAntena 80010767, | Se TRAE ANTENA 1 Antena LL, Y LIBRE ANTENA L |  | 2 | [30 empty] | 4 |  | 12 |  |  |  | 1 | 353 | 50 | 6 |  | 42 |  |  |  | #N/A | +591 75137341 |  |  |  |  | Exp. PBC |  | 24 | 6 | 30 | 48 | [10 empty] | 1 | 1 | 1 |  | 2 | [5 empty] | ADD SPD |  | 3 | 21 | ABC |  | Se requieren 1 Soporte para Antena AIR (3.00m x 3'') | Se requiere 1 Soporte Para Antena (3.00m x 2.5'') | [27 empty] | 2 | 19 | AB | 0 | 19 | BC | Se requieren 2 Barras de Tierra para nueva soportería 2, instalados en sector 1-2 y 2-3 |  |  |  |  | 1xBaseband 6631, 1xBaseband 6651, 2xRadio 2219 B5, 1xRadio 4415 B2/25, 1xRadio 4499 44B2/25 44B66A, 1xRadio 4478 B12A, 1xRadio AAS B25/B66, 1xAntenna 4pL, 1xTwin Beam Antenna, 1xAntena 80010767, | EXISTING SITE 2G/3G 850/AWS/LTE 1900/ L:DFGHI-> INST : Mod. 850 / LTE 700 / LTE AWS / Sectorize AWS&1900 / AAS FDD AWS&1900 / New :CE(1-3)
66 |  | / LTE RO 2019 Capacity H1 | Proyecto Millicom Bolivia 3YPlan 2023 | K12 | Km 12 La Guardia | In Services | -17.8634 | -63.2678 | Urban | La Guardia | Andres Ibanez | Santa Cruz | 40 | Selfsupported | RBS6101 | - | 3 | 3 | 0 | 3 | 0 | 2 | 1 | 0 | 12 |  | 1 BB 6630 GW-1 BB 6630 L | 3 RRUS 01 B5 | 3 | 1 BB 6630 GW | 1 | RBS 6630 | 3 RRUS 01 B5 | 3 | 0 BB 6630 GW | 0 | RBS6630 | 3 RRUS 01 B2 W | 3 | 0 Baseband 6630 (WL) | 0 | RBS6630 | N/A | 0 | N/A | 0 | N/A | 2 Radio 4415 B66A | 2 | 1 BB 6630 L | 1 | RBS6630 | 1 R 4415 B2/B25 | 1 | 0 BB 6630 L | 0 | RBS6630 | [5 empty] | 12 | 0 |  | #N/A | 2023 | GWL | 2023-11-01 | 43 | L-01-Mod. 850 (1-2) ; Exp. LTE (G) ; Sectorizar (EH) | 2 | 1 | 0 | 0 | 0 | 0 |  | 3 | 12 |  | 0 | 0 | 1 | 0 | 0 | 1 | 0 | 2 | Mod. 850 (1-2) ; Exp. LTE (G) ; Sectorizar (EH) | DEH | G(1-2) | 1 | 0 | 0 | Keep BB 6630 | N/A |  | Keep BB 6630 L | L-01 | - |  | 0 | [6 empty] | INST : Mod. 850 / LTE 1900 / Sectorize AWS&1900 / |  | MIC BO 3YPlan 2023_3R_2A | 7 | 2xRadio 2219 B5, 1xRadio 4415 B2/25, |  | 1xAntenna 4pH, 1xTwin Beam Antenna, | [33 empty] | 4 |  | 12 |  |  |  |  | 320 | 70 | 3 |  | 59 |  |  |  | #N/A | +591 75137341 | 2023-10-19 | 2023-10-20 |  |  | Exp. E6150 |  | 39 | 5 | 44 | 63 | [66 empty] | 2xRadio 2219 B5, 1xRadio 4415 B2/25, 1xAntenna 4pH, 1xTwin Beam Antenna, | EXISTING SITE 2G/3G 850/3G 1900/AWS/LTE 1900/ L:DEH-> INST : Mod. 850 / LTE 1900 / Sectorize AWS&1900 / New :G(1-2) | 2xRadio 2219 B5, 1xRadio 4415 B2/25, 1xAntenna 4pH, 1xTwin Beam Antenna,
77 |  | / LTE RO 2020 Capacity H1 - 1900Mhz | Proyecto Millicom Bolivia 3YPlan 2023 | MIN | Mineros | In Services | -17.1209 | -63.2288 | Rural | Mineros | Obispo Santisteban | Santa Cruz | 60 | Guyed | PBC6200 | - | 3 | 3 | 0 | 0 | 3 | 3 | 3 | 0 | 15 |  | 1 DUG 20 01-1 DUW 41 01-1 DUS 31 01 | 3 RRUS 12 B5 | 3 | 1 DUG 20 01 | 1 | RBS 6601_SHARE | 3 RRUS 01 B5 | 3 | 1 DUW 41 01 | 1 | RBS 6601 | N/A | 0 | N/A | 0 | N/A | 3 RRUS 11 B12 | 3 | 1 DUS 31 01 | 1 | RBS 6601_SHARE | 3 RRUS 11 B4 | 3 | 0 DUS 31 01 | 0 | RBS6601_SHARE | 3 R 2217B2 | 3 | 0 DUS 31 01 | 0 | RBS6601_SHARE | [5 empty] | 15 | 0 |  | #N/A | 2023 | GWL | 2023-11-01 | 43 | GWL-01-Mod. 850 (1-2-3) ; AAS FDD (DG) ; Sectorizar (EFHI) | 3 | 0 | 0 | 2 | 0 | 1 |  | 6 | 15 |  | 0 | 0 | 0 | 0 | 0 | 2 | 0 | 2 | Mod. 850 (1-2-3) ; AAS FDD (DG) ; Sectorizar (EFHI) | ABCDEFGHI | (1-2-3) | 9 | 1 | 1 | Baseband 6631 | Baseband 6651 |  | Baseband 6631 GWL-Baseband 6651 L | GWL-01 | L-01 |  | 0 | [6 empty] | INST : Mod. 850 / Sectorize AWS&1900 / AAS FDD AWS&1900 / |  | MIC BO 3YPlan 2023_2BB_6R_2A | 16 | 1xBaseband 6631, 1xBaseband 6651, 3xRadio 2219 B5, 2xRadio 4499 44B2/25 44B66A, 1xRadio AAS B25/B66, |  | 2xTwin Beam Antenna, | [33 empty] | 6 |  | 8 |  |  |  |  | 321 | 100 | 6 |  | 81 |  |  |  | #N/A | +591 75137341 | 2023-10-19 | 2023-10-20 |  |  | Exp. E6150 |  | 59 | 6 | 65 | 87 | [66 empty] | 1xBaseband 6631, 1xBaseband 6651, 3xRadio 2219 B5, 2xRadio 4499 44B2/25 44B66A, 1xRadio AAS B25/B66, 2xTwin Beam Antenna, | EXISTING SITE 2G/3G 850/LTE 700/AWS/LTE 1900/ L:ABCDEFGHI-> INST : Mod. 850 / Sectorize AWS&1900 / AAS FDD AWS&1900 / New :(1-2-3) | 1xBaseband 6631, 1xBaseband 6651, 3xRadio 2219 B5, 2xRadio 4499 44B2/25 44B66A, 1xRadio AAS B25/B66, 2xTwin Beam Antenna, | [8 empty] | #N/A
78 |  | / Refarming 1900 2019 | Proyecto Millicom Bolivia 3YPlan 2023 | MON3 | Montero III | In Services | -17.3455 | -63.2497 | Urban | Montero | Obispo Santisteban | Santa Cruz | 40 | Selfsupported | RBS6101 | - | 3 | 3 | 0 | 0 | 3 | 3 | 3 | 0 | 15 |  | 1 DUG 20 01-1 DUW 31 01-1 DUS 31 02 | 3 RRU 01 B5 | 3 | 1 DUG 20 01 | 1 | RBS 6601_SHARE | 3 RRU 01 B5 | 3 | 1 DUW 31 01 | 1 | RBS6601 | N/A | 0 | N/A | 0 | N/A | 3 RRUS 11 B12 | 3 | 1 DUS 31 02 | 1 | RBS6601_SHARE | 3 RRU 11 B4 | 3 | 0 DUS 31 02 | 0 | RBS6601_SHARE | 3 R 2217B2 | 3 | 0 DUS 31 02 | 0 | RBS6601_SHARE | [5 empty] | 15 | 0 |  | #N/A | 2023 | GWL | 2023-11-01 | 44-1 | GWL-01-Mod. 850 (1-2-3) ; AAS FDD (DFGI) ; Sectorizar (EH) | 3 | 0 | 0 | 1 | 0 | 2 |  | 6 | 15 |  | 0 | 0 | 0 | 0 | 0 | 1 | 0 | 1 | Mod. 850 (1-2-3) ; AAS FDD (DFGI) ; Sectorizar (EH) | ABCDEFGHI | (1-2-3) | 16 | 1 | 2 | Baseband 6631 | Baseband 6651 |  | Baseband 6631 GWL-Baseband 6651 L | GWL-01 | L-01 |  | 0 | [6 empty] | INST : Mod. 850 / Sectorize AWS&1900 / AAS FDD AWS&1900 / |  | MIC BO 3YPlan 2023_3BB_6R_1A | 19 | 1xBaseband 6631, 2xBaseband 6651, 3xRadio 2219 B5, 1xRadio 4499 44B2/25 44B66A, 2xRadio AAS B25/B66, |  | 1xTwin Beam Antenna, | [33 empty] | 6 |  | 4 |  |  |  |  | 354 | 70 | 6 |  | 59 |  |  |  | #N/A | +591 75137341 |  |  |  |  | Exp. RBS6101 |  | 45 | 4 | 49 | 69 | [18 empty] | 3 | [47 empty] | 1xBaseband 6631, 2xBaseband 6651, 3xRadio 2219 B5, 1xRadio 4499 44B2/25 44B66A, 2xRadio AAS B25/B66, 1xTwin Beam Antenna, | EXISTING SITE 2G/3G 850/LTE 700/AWS/LTE 1900/ L:ABCDEFGHI-> INST : Mod. 850 / Sectorize AWS&1900 / AAS FDD AWS&1900 / New :(1-2-3) | 1xBaseband 6631, 2xBaseband 6651, 3xRadio 2219 B5, 1xRadio 4499 44B2/25 44B66A, 2xRadio AAS B25/B66, 1xTwin Beam Antenna, | [8 empty] | #N/A
85 |  | / LTE RO 2020 Capacity H2 - 1900Mhz | Proyecto Millicom Bolivia 3YPlan 2023 | PSN | Palmasola Nuevo | In Services | -17.8722 | -63.1767 | Urban | Santa Cruz de la Sierra | Andres Ibanez | Santa Cruz | 40 | Selfsupported | PBC6200 | - | 0 | 0 | 3 | 0 | 0 | 3 | 3 | 0 | 9 |  | 1 DUG 20 01-1 DUW 31 01-1 BB 5212 L | 3 RRU 12 B5 | 3 | 1 DUG 20 01 | 1 | RBS 6601 | 0 RRU 01 B5 | 0 | 1 DUW 31 01 | 1 | RBS6601_SHARE | N/A | 0 | N/A | 0 | N/A | N/A | 0 | N/A | 0 | N/A | 3 RRUS 32 B4 | 3 | 1 BB 5212 L | 1 | RBS6601_SHARE | 2 R 2217 B2+ 1 R 4415 B2/B25 | 3 | 0 BB 5212 L | 0 | RBS6601 | [5 empty] | 9 | 0 |  | #N/A | 2023 | GWL | 2023-11-01 | 44 | GWL-01-Mod. 850 (2-3) ; Exp. LTE (A) ; MIMO4 LTE (G) ; AAS FDD (EFHI) ; | 2 | 0 | 0 | 0 | 1 | 2 |  | 5 | 9 |  | 0 | 1 | 0 | 0 | 0 | 0 | 0 | 1 | Mod. 850 (2-3) ; Exp. LTE (A) ; MIMO4 LTE (G) ; AAS FDD (EFHI) ; | DEFGHI | A(2-3) | 1 | 1 | 2 | Baseband 6631 | Baseband 6651 |  | Baseband 6631 GWL-Baseband 6651 L | GWL-01 | L-01 |  | 0 | [6 empty] | INST : Mod. 850 / LTE 700 / AAS FDD AWS&1900 / |  | MIC BO 3YPlan 2023_3BB_5R_1A | 6 | 1xBaseband 6631, 2xBaseband 6651, 2xRadio 2219 B5, 1xRadio 4478 B12A, 2xRadio AAS B25/B66, |  | 1xAntenna 2pL4pH, | [33 empty] | 4 |  | 6 |  |  |  |  | 388 | 70 | 5 |  | 59 |  |  |  | #N/A | +591 71369827 | 2023-11-08 | 2023-11-08 |  |  | Exp. PBC |  | 40 | 8 | 48 | 68 | [10 empty] | 0 |  | 1 | 3 | 1 | [51 empty] | 1xBaseband 6631, 2xBaseband 6651, 2xRadio 2219 B5, 1xRadio 4478 B12A, 2xRadio AAS B25/B66, 1xAntenna 2pL4pH, | EXISTING SITE MIXMODE 850/AWS/LTE 1900/ L:DEFGHI-> INST : Mod. 850 / LTE 700 / AAS FDD AWS&1900 / New :A(2-3) | 1xBaseband 6631, 2xBaseband 6651, 2xRadio 2219 B5, 1xRadio 4478 B12A, 2xRadio AAS B25/B66, 1xAntenna 2pL4pH, | [8 empty] | #N/A
132 |  | RO 2021 - LTE Capacity H2/ / LTE RO 2020 Capacity H1 - AWS / LTE RO 2020 Capacity H2 - 1900Mhz | Proyecto Millicom Bolivia 3YPlan 2023 | VCI | Vinto Chico | In Services | -17.4128 | -66.3362 | Rural | Sipe Sipe | Quillacollo | Cochabamba | 60 | Selfsupported | Enclosure 6150 | - | 0 | 0 | 3 | 0 | 3 | 3 | 1 | 0 | 10 |  | 1 BB 5216 GW-1 BB 6330 L | 3 R 2219 B5 GW | 3 | 1 BB 5216 GW | 1 | RBS 6601 | 0 R 2219 B5 GW | 0 | 0 BB 5216 GW | 0 | RBS 6601 | N/A | 0 | NA | 0 | N/A | 3 RRUS 11 B12 | 3 | 0 BB 6330 L | 0 | RBS 6630 | 3 R4415 B66A | 3 | 1 BB 6330 L | 1 | RBS 6630 | 1 R 4415 B2/B25 | 1 | 0 BB 6330 L | 0 | RBS 6630 | [5 empty] | 10 | 0 |  | #N/A | 2023 | GWL | 2023-11-06 | 40 | L-01-Mod. 850 (1-2) ; AAS FDD (EH) ; | 0 | 0 | 0 | 0 | 0 | 1 |  | 1 | 10 |  | 0 | 0 | 0 | 0 | 0 | 0 | 0 | 0 | Mod. 850 (1-2) ; AAS FDD (EH) ; | ABCDEFGHI | (1-2) | 1 | 0 | 1 | Keep BB 6630 | Baseband 6651 |  | Keep BB 6630 L - Baseband 6651 L | L-01 | L-01 |  | 0 | [6 empty] | INST : Mod. 850 / AAS FDD AWS&1900 / |  | MIC BO 3YPlan 2023_1BB_1R | 11 | 1xBaseband 6651, 1xRadio AAS B25/B66, | [42 empty] | 222 | 100 | 1 |  | 81 |  |  |  | SERTERO | +591 75137341 |  |  |  |  | Exp. E6150 |  | 58 | 5 | 63 | 84 | [5 empty] | 0 | 1 |  | 1 | [57 empty] | 1xBaseband 6651, 1xRadio AAS B25/B66, | EXISTING SITE MIXMODE 850/LTE 700/AWS/LTE 1900/ L:ABCDEFGHI-> INST : Mod. 850 / AAS FDD AWS&1900 / New :(1-2)
125 |  | RO 2021 - LTE Capacity H2/ / LTE RO 2020 Capacity H2 - 1900Mhz | Proyecto Millicom Bolivia 3YPlan 2023 | UPT | Urb. Petrolera | In Services | -17.857 | -63.2344 | Urban | La Guardia | Andres Ibanez | Santa Cruz | 40 | Selfsupported | RBS6101 | - | 3 | 3 | 0 | 0 | 3 | 3 | 3 | 0 | 15 |  | 1 BB 6630 G-1 DUW 31 01-1 BB 6630 L | 3 RRU 01 B5 | 3 | 1 BB 6630 G | 1 | RBS 6601_SHARE | 3 RRU 01 B5 | 3 | 1 DUW 31 01 | 1 | RBS6601_SHARE | N/A | 0 | N/A | 0 | N/A | 3 R 4478 B12A | 3 | 1 BB 6630 L | 1 | RBS 6630 | 3 Radio 4415B66A | 3 | 0 BB 6630 L | 0 | RBS 6630 | 3 R 4415 B2/B25 | 3 | 0 BB 6630 L | 0 | RBS 6630 | [5 empty] | 15 | 0 |  | #N/A | 2023 | GWL | 2023-11-01 | 44 | L-01-Mod. 850 (1-2-3) ; AAS FDD (DFGI) ; Sectorizar (EH) | 3 | 0 | 0 | 0 | 0 | 2 |  | 5 | 15 |  | 0 | 0 | 0 | 0 | 0 | 1 | 0 | 1 | Mod. 850 (1-2-3) ; AAS FDD (DFGI) ; Sectorizar (EH) | ABCDEFGHI | (1-2-3) | 16 | 0 | 2 | Keep BB 6630 | Baseband 6651 |  | Keep BB 6630 L - Baseband 6651 L | L-01 | L-01 |  | 0 | [6 empty] | INST : Mod. 850 / Sectorize AWS&1900 / AAS FDD AWS&1900 / |  | MIC BO 3YPlan 2023_2BB_5R_1A | 14 | 2xBaseband 6651, 3xRadio 2219 B5, 2xRadio AAS B25/B66, |  | 1xTwin Beam Antenna, | [33 empty] | 6 |  | 8 |  |  |  |  | 390 | 70 | 5 |  | 59 |  |  |  | #N/A | +591 71369827 | 2023-11-08 | 2023-11-11 |  |  | Exp. E6150 |  | 39 | 6 | 45 | 64 | [8 empty] | 2 | [57 empty] | 2xBaseband 6651, 3xRadio 2219 B5, 2xRadio AAS B25/B66, 1xTwin Beam Antenna, | EXISTING SITE 2G/3G 850/LTE 700/AWS/LTE 1900/ L:ABCDEFGHI-> INST : Mod. 850 / Sectorize AWS&1900 / AAS FDD AWS&1900 / New :(1-2-3)
137 |  | RO 2021 - LTE Capacity H2/New Sites_H1_2021 | Proyecto Millicom Bolivia 3YPlan 2023 | CDES | Campos del Este | In Services | -17.8029 | -63.0697 | Urban | Cercado | Villa 1ro de Mayo | Santa Cruz | 40 | Selfsupported | Enclosure 6150 | - | 0 | 3 | 0 | 0 | 3 | 3 | 0 | 0 | 9 |  | 1 BB 6630 W-1 BB 6630 L | N/A | 0 | N/A | 0 | N/A | 3 R 2219 B5 | 3 | 1 BB 6630 W | 1 | RBS 6630 | N/A | 0 | N/A | 0 | N/A | 3 R 4478 B12A | 3 | 0 BB 6630 L | 0 | RBS 6630 | 3 R 4415 B66A | 3 | 1 BB 6630 L | 1 | RBS 6630 | N/A | 0 | N/A | 0 | N/A | N/A | 0 | N/A | 0 | N/A | 9 | 0 |  | #N/A | 2023 | WL | 2023-11-01 | 43 | L-01-Mod. 850 (3) ; Exp. LTE (GH) ; Sectorizar (FI) | 0 | 3 | 0 | 0 | 0 | 0 |  | 3 | 9 |  | 0 | 0 | 2 | 0 | 0 | 1 | 0 | 3 | Mod. 850 (3) ; Exp. LTE (GH) ; Sectorizar (FI) | ABCDEF | IGH(3) | 1 | 0 | 0 | Keep BB 6630 | N/A |  | Keep BB 6630 L | L-01 | - |  | 0 | [6 empty] | INST : Mod. 850 / LTE 1900 / Sectorize AWS&1900 / |  | MIC BO 3YPlan 2023_3R_3A | 23 | 3xRadio 4415 B2/25, |  | 2xAntenna 4pH, 1xTwin Beam Antenna, | [35 empty] | 12 |  |  |  |  | 322 | 70 | 3 |  | 59 |  |  |  | #N/A | +591 75137341 | 2023-10-19 | 2023-10-20 |  |  | Exp. E6150 |  | 40 | 3 | 43 | 62 | [66 empty] | 3xRadio 4415 B2/25, 2xAntenna 4pH, 1xTwin Beam Antenna, | EXISTING SITE 3G 850/LTE 700/AWS/ L:ABCDEF-> INST : Mod. 850 / LTE 1900 / Sectorize AWS&1900 / New :IGH(3)
8 |  | RO 2021 - LTE Capacity H2/RO 2021 - LTE Capacity H1_119 Sitios / Swap CBBA 2018 | Proyecto Millicom Bolivia 3YPlan 2023 | ARM | Aroma | In Services | -17.3991 | -66.1555 | Urban | Cochabamba | Cercado (CBBA) | Cochabamba | 6 | Monopolo | PBC6200 | - | 0 | 0 | 3 | 0 | 0 | 3 | 2 | 0 | 8 |  | 1 BB 5216 GW-1 BB 6630 L | 3 R 2219 B5 GW | 3 | 1 BB 5216 GW | 1 | RBS 6601_SHARE | 0 R 2219 B5 GW | 0 | 0 BB 5216 GW | 0 | RBS 6601_SHARE | N/A | 0 | N/A | 0 | N/A | N/A | 0 | 0 BB 6630 L | 0 | RBS6630 | 3 RRUS 32 B4 | 3 | 1 BB 6630 L | 1 | RBS6630 | 2 R 4415 B2/B25 | 2 | 0 BB 6630 L | 0 | RBS6630 | [5 empty] | 8 | 0 |  | #N/A | 2023 | GWL | 2023-11-06 | 44-1 | L-01-Mod. 850 (1-2) ; Exp. LTE (ABI) ; Sectorizar (DEGH) | 0 | 1 | 0 | 0 | 1 | 0 |  | 2 | 8 |  | 0 | 0 | 0 | 0 | 0 | 2 | 1 | 3 | Mod. 850 (1-2) ; Exp. LTE (ABI) ; Sectorizar (DEGH) | DEFGH | ABI(1-2) | 1 | 0 | 0 | Keep BB 6630 | N/A |  | Keep BB 6630 L | L-01 | - |  | 0 | [6 empty] | INST : Mod. 850 / LTE 700 / LTE 1900 / Sectorize AWS&1900 / |  | MIC BO 3YPlan 2023_2R_3A | 1 | 1xRadio 4415 B2/25, 1xRadio 4478 B12A, |  | 2xTwin Beam Antenna, 1xAntena 80010767, | 1 4PH y 2LL |  | 3 | [32 empty] | 8 | 10 |  |  | 1 | 355 | 30 | 2 |  | 21 |  |  |  | #N/A | +591 75137341 |  |  |  |  | Exp. PBC |  | 6 | 10 | 16 | 32 | [10 empty] | 1 | 1 | [8 empty] | SWAP SPD | [45 empty] | 1xRadio 4415 B2/25, 1xRadio 4478 B12A, 2xTwin Beam Antenna, 1xAntena 80010767, | EXISTING SITE MIXMODE 850/AWS/LTE 1900/ L:DEFGH-> INST : Mod. 850 / LTE 700 / LTE 1900 / Sectorize AWS&1900 / New :ABI(1-2) | 1xRadio 4415 B2/25, 1xRadio 4478 B12A, 2xTwin Beam Antenna, 1xAntena 80010767, | 0 | -
135 |  | RO 2021 - LTE Capacity H2/New Sites_H1_2021 | Proyecto Millicom Bolivia 3YPlan 2023 | AQU | Antofagasta Quillacollo | In Services | -17.3722 | -66.2766 | Rural | Quillacollo | Quillacollo | Cochabamba | 40 | Selfsupported | Enclosure 6150 | - | 0 | 3 | 0 | 0 | 3 | 3 | 1 | 0 | 10 |  | 1 BB 6630 W-1 BB 6630 L | N/A | 0 | N/A | 0 | N/A | 3 R 2219 B5 | 3 | 1 BB 6630 W | 1 | RBS 6630 | N/A | 0 | N/A | 0 | N/A | 3 R 4478 B12A | 3 | 0 BB 6630 L | 0 | RBS 6630 | 3 Radio 4415B66A | 3 | 1 BB 6630 L | 1 | RBS 6630 | 1 R 4415 B2/B25 | 1 | 0 BB 6630 L | 0 | RBS 6630 | N/A | 0 | N/A | 0 | N/A | 10 | 0 |  | #N/A | 2023 | WL | 2023-11-15 | 46 | L-01-Mod. 850 (1) ; Exp. LTE (HI) ; Sectorizar (DG) | 0 | 2 | 0 | 0 | 0 | 0 |  | 2 | 10 | 2 | 0 | 0 | 0 | 1 | 0 | 1 | 0 | 2 | Mod. 850 (1) ; Exp. LTE (HI) ; Sectorizar (DG) | ABCDEFG | HI(1) | 2 | 0 | 0 | Keep BB 6630 | N/A |  | Keep BB 6630 L | L-01 | - |  | 0 | [6 empty] | INST : Mod. 850 / LTE 1900 / Sectorize AWS&1900 / |  | MIC BO 3YPlan 2023_2R_2A | 11 | 2xRadio 4415 B2/25, |  | 1xAntenna 4pL, 1xTwin Beam Antenna, | [35 empty] | 20 |  |  |  |  | 391 | 70 | 2 |  | 59 |  |  |  | SERTERO | +591 71369827 | 2023-11-08 | 2023-11-11 |  |  | Exp. E6150 |  | 39 | 3 | 42 | 61 | [7 empty] | 2 | [58 empty] | 2xRadio 4415 B2/25, 1xAntenna 4pL, 1xTwin Beam Antenna, | EXISTING SITE 3G 850/LTE 700/AWS/LTE 1900/ L:ABCDEFG-> INST : Mod. 850 / LTE 1900 / Sectorize AWS&1900 / New :HI(1)
104 |  | RO 2021 - LTE Capacity H2/0 | Proyecto Millicom Bolivia 3YPlan 2023 | PBA | Plaza Las Banderas | In Services | -17.3828 | -66.16 | Urban | Cochabamba | Cercado (CBBA) | Cochabamba | 6 | Monopolo | Enclosure 6150 | - | 0 | 0 | 3 | 0 | 0 | 3 | 3 | 0 | 9 |  | 1 BB 5216 GW-1 BB 6630 L | 3 R 2219 B5 GW | 3 | 1 BB 5216 GW | 1 | 6601 | 0 R 2219 B5 GW | 0 | 0 BB 5216 GW | 0 | RBS 6601 | N/A | 0 | N/A | 0 | N/A | N/A | 0 | 0 BB 6630 L | 0 | RBS6630 | 3 RRUS 32 B4 | 3 | 1 BB 6630 L | 1 | RBS6630 | 3 R 4415 B2/B25 | 3 | 0 BB 6630 L | 0 | RBS6630 | [5 empty] | 9 | 0 |  | #N/A | 2023 | GWL | 2023-11-09 | 45 | L-01-Mod. 850 (1-2-3) ; Exp. LTE (AB) ; MIMO4 LTE (GH) ; Sectorizar (FI) | 0 | 0 | 0 | 0 | 1 | 0 |  | 1 | 9 | 2 | 0 | 0 | 0 | 0 | 0 | 1 | 0 | 1 | Mod. 850 (1-2-3) ; Exp. LTE (AB) ; MIMO4 LTE (GH) ; Sectorizar (FI) | DEFGHI | AB(1-2-3) | 1 | 0 | 0 | Keep BB 6630 | N/A |  | Keep BB 6630 L | L-01 | - |  | 0 | [6 empty] | INST : Mod. 850 / LTE 700 / Sectorize AWS&1900 / |  | MIC BO 3YPlan 2023_1R_1A | 5 | 1xRadio 4478 B12A, |  | 1xTwin Beam Antenna, | [33 empty] | 4 |  | 8 |  |  |  |  | 392 | 30 | 1 |  | 21 |  |  |  | SERTERO | +591 71369827 | 2023-11-08 | 2023-11-11 |  |  | Exp. E6150 |  | 6 | 7 | 13 | 29 | [66 empty] | 1xRadio 4478 B12A, 1xTwin Beam Antenna, | EXISTING SITE MIXMODE 850/AWS/LTE 1900/ L:DEFGHI-> INST : Mod. 850 / LTE 700 / Sectorize AWS&1900 / New :AB(1-2-3)
103 |  | / LTE RO 2020 Capacity H1 - 1900Mhz | Proyecto Millicom Bolivia 3YPlan 2023 | SAC | Sacaba | In Services | -17.4018 | -66.0412 | Urban | Sacaba | Chapare | Cochabamba | 60 | Selfsupported | Enclosure 6150 | - | 0 | 0 | 3 | 0 | 3 | 3 | 3 | 0 | 12 |  | 1 BB 5216 GW-1 BB 5212 L | 3 R 2219 B5 GW | 3 | 1 BB 5216 GW | 1 | RBS 6601 | 0 R 2219 B5 GW | 0 | 0 BB 5216 GW | 0 | RBS 6601 | N/A | 0 | N/A | 0 | N/A | 3 RRUS 11 B12 | 3 | 1 BB 5212 L | 1 | RBS 6601 | 3 RRUS 32 B4 | 3 | 0 BB 5212 L | 0 | RBS 6601 | 3 R 2217B2 | 3 | 0 BB 5212 L | 0 | RBS 6601 | [5 empty] | 12 | 0 |  | #N/A | 2023 | GWL | 2023-11-06 | 45 | GWL-01-Mod. 850 (1-2-3) ; AAS FDD (DEGH) ; Sectorizar (FI) | 0 | 1 | 0 | 0 | 0 | 2 |  | 3 | 12 |  | 0 | 0 | 0 | 3 | 0 | 1 | 0 | 4 | Mod. 850 (1-2-3) ; AAS FDD (DEGH) ; Sectorizar (FI) | ABCDEFGHI | (1-2-3) | 8 | 1 | 2 | Baseband 6631 | Baseband 6651 |  | Baseband 6631 GWL-Baseband 6651 L | GWL-01 | L-01 |  | 0 | [6 empty] | INST : Mod. 850 / Sectorize AWS&1900 / AAS FDD AWS&1900 / |  | MIC BO 3YPlan 2023_3BB_3R_4A | 2 | 1xBaseband 6631, 2xBaseband 6651, 1xRadio 4415 B2/25, 2xRadio AAS B25/B66, |  | 3xAntenna 4pL, 1xTwin Beam Antenna, | [33 empty] | 10 |  | 10 |  |  |  |  | 379 | 100 | 3 |  | 81 |  |  |  | #N/A | +591 75137341 | 2023-11-07 | 2023-11-07 |  |  | Exp. E6150 |  | 59 | 4 | 63 | 84 | [5 empty] | 1 | 3 | 1 | 2 | [57 empty] | 1xBaseband 6631, 2xBaseband 6651, 1xRadio 4415 B2/25, 2xRadio AAS B25/B66, 3xAntenna 4pL, 1xTwin Beam Antenna, | EXISTING SITE MIXMODE 850/LTE 700/AWS/LTE 1900/ L:ABCDEFGHI-> INST : Mod. 850 / Sectorize AWS&1900 / AAS FDD AWS&1900 / New :(1-2-3)
110 |  | / LTE RO 2020 Capacity H1 - 1900Mhz/High Load Cells_Only F1 | Proyecto Millicom Bolivia 3YPlan 2023 | SIP | Sipe Sipe | In Services | -17.4521 | -66.3355 | Rural | Sipe Sipe | Quillacollo | Cochabamba | 40 | Selfsupported | Enclosure 6150 | - | 0 | 0 | 3 | 0 | 3 | 3 | 3 | 0 | 12 |  | 1 BB 5216 GWL | 3 R 2219 B5 GW | 3 | 1 BB 5216 GWL | 1 | RBS 6601 | 0 R 2219 B5 GW | 0 | 0 BB 5216 GWL | 0 | RBS 6601 | N/A | 0 | N/A | 0 | N/A | 3 RRUS 11 B12 | 3 | 0 BB 5216 GWL | 0 | RBS 6601 | 3 RRUS 32 B4 | 3 | 0 BB 5216 GWL | 0 | RBS 6601 | 3 R 2217B2 | 3 | 0 BB 5216 GWL | 0 | RBS 6601 | [5 empty] | 12 | 0 | Oscar | #N/A | 2023 | GWL | 2023-11-06 | 45 | GWL-01-Mod. 850 (1-2-3) ; AAS FDD (EH) ; Sectorizar (DFGI) | 0 | 2 | 0 | 0 | 0 | 1 |  | 3 | 12 |  | 0 | 0 | 0 | 0 | 0 | 2 | 0 | 2 | Mod. 850 (1-2-3) ; AAS FDD (EH) ; Sectorizar (DFGI) | ABCDEFGHI | (1-2-3) | 9 | 1 | 1 | Baseband 6631 | Baseband 6651 |  | Baseband 6631 GWL-Baseband 6651 L | GWL-01 | L-01 |  | 0 | [6 empty] | INST : Mod. 850 / Sectorize AWS&1900 / AAS FDD AWS&1900 / |  | MIC BO 3YPlan 2023_2BB_3R_2A | 7 | 1xBaseband 6631, 1xBaseband 6651, 2xRadio 4415 B2/25, 1xRadio AAS B25/B66, |  | 2xTwin Beam Antenna, | [33 empty] | 8 |  | 8 |  |  |  |  | 384 | 70 | 3 |  | 59 |  |  |  | #N/A | +591 71369827 | 2023-11-08 | 2023-11-08 |  |  | Exp. E6150 |  | 30 | 3 | 33 | 51 | [5 empty] | 1 | 2 | 2 | 1 | [42 empty] | SI | 0 |  |  | 1 | 27 | AB | 1 | 27 | BC | Se requiere nueva Cabina Outdoor para migrar equipos de TX y liberar espacio en Cabina Actual (Enc. 6150) |  |  |  |  | 1xBaseband 6631, 1xBaseband 6651, 2xRadio 4415 B2/25, 1xRadio AAS B25/B66, 2xTwin Beam Antenna, | EXISTING SITE MIXMODE 850/LTE 700/AWS/LTE 1900/ L:ABCDEFGHI-> INST : Mod. 850 / Sectorize AWS&1900 / AAS FDD AWS&1900 / New :(1-2-3)
118 |  | / LTE RO 2020 Capacity H1 - 1900Mhz/High Load Cells_Only F1 | Proyecto Millicom Bolivia 3YPlan 2023 | TCP | Tuscapujio | In Services | -17.4201 | -66.043 | Urban | Sacaba | Chapare | Cochabamba | 60 | Selfsupported | Enclosure 6150 | - | 0 | 0 | 3 | 0 | 3 | 3 | 3 | 0 | 12 |  | 1 BB 5216 GWL | 3 R 2219 B5 GW | 3 | 1 BB 5216 GWL | 1 | RBS6601 | 0 R 2219 B5 GW | 0 | 0 BB 5216 GWL | 0 | RBS6601 | N/A | 0 | N/A | 0 | N/A | 3 RRUS 11 B12 | 3 | 0 BB 5216 GWL | 0 | RBS6601 | 3 RRUS 32 B4 | 3 | 0 BB 5216 GWL | 0 | RBS6601 | 3 R 2217B2 | 3 | 0 BB 5216 GWL | 0 | RBS6601 | [5 empty] | 12 | 0 |  | #N/A | 2023 | GWL | 2023-11-06 | 45 | GWL-01-Mod. 850 (1-2-3) ; MIMO4 LTE (H) ; AAS FDD (FI) ; Sectorizar (DG) | 0 | 2 | 0 | 0 | 0 | 1 |  | 3 | 12 |  | 0 | 0 | 1 | 0 | 0 | 1 | 0 | 2 | Mod. 850 (1-2-3) ; MIMO4 LTE (H) ; AAS FDD (FI) ; Sectorizar (DG) | ABCDEFGHI | (1-2-3) | 1 | 1 | 1 | Baseband 6631 | Baseband 6651 |  | Baseband 6631 GWL-Baseband 6651 L | GWL-01 | L-01 |  | 0 | [6 empty] | INST : Mod. 850 / Sectorize AWS&1900 / AAS FDD AWS&1900 / |  | MIC BO 3YPlan 2023_2BB_3R_2A | 7 | 1xBaseband 6631, 1xBaseband 6651, 2xRadio 4415 B2/25, 1xRadio AAS B25/B66, |  | 1xAntenna 4pH, 1xTwin Beam Antenna, | [33 empty] | 4 |  | 8 |  |  |  |  | 380 | 100 | 3 |  | 81 |  |  |  | #N/A | +591 75137341 | 2023-11-07 | 2023-11-07 |  |  | Exp. E6150 |  | 57 | 7 | 64 | 86 | [5 empty] | 1 | 2 | 2 | 1 | [57 empty] | 1xBaseband 6631, 1xBaseband 6651, 2xRadio 4415 B2/25, 1xRadio AAS B25/B66, 1xAntenna 4pH, 1xTwin Beam Antenna, | EXISTING SITE MIXMODE 850/LTE 700/AWS/LTE 1900/ L:ABCDEFGHI-> INST : Mod. 850 / Sectorize AWS&1900 / AAS FDD AWS&1900 / New :(1-2-3)
130 |  | / LTE RO 2019 Capacity H2/High Load Cells_Only F1 | Proyecto Millicom Bolivia 3YPlan 2023 | VPV | Villa Porvenir | In Services | -17.4326 | -66.1126 | Urban | Cochabamba | Cercado (CBBA) | Cochabamba | 25 | Selfsupported | Enclosure 6150 | - | 0 | 0 | 3 | 0 | 3 | 2 | 0 | 0 | 8 |  | 1 BB 5216 GWL | 3 R 2219 B5 GW | 3 | 1 BB 5216 GWL | 1 | RBS 6601 | 0 R 2219 B5 GW | 0 | 0 BB 5216 GWL | 0 | RBS 6601 | N/A | 0 | N/A | 0 | N/A | 3 RRUS 11 B12 | 3 | 0 BB 5216 GWL | 0 | RBS 6601 | 2 R4415B66A L | 2 | 0 BB 5216 GWL | 0 | RBS 6601 | N/A | 0 | N/A | 0 | N/A | [5 empty] | 8 | 0 |  | #N/A | 2023 | GWL | 2023-11-06 | 44-1 | GWL-01-Mod. 850 (3) ; Exp. LTE (DH) ; Sectorizar (FI) | 0 | 2 | 1 | 0 | 0 | 0 |  | 3 | 8 |  | 0 | 0 | 0 | 0 | 0 | 1 | 2 | 3 | Mod. 850 (3) ; Exp. LTE (DH) ; Sectorizar (FI) | ABCEF | IDH(3) | 1 | 1 | 0 | Baseband 6631 | N/A |  | Baseband 6631 GWL | GWL-01 | - |  | 0 | [6 empty] | INST : Mod. 850 / LTE 1900 / LTE AWS / Sectorize AWS&1900 / |  | MIC BO 3YPlan 2023_1BB_3R_3A | 30 | 1xBaseband 6631, 2xRadio 4415 B2/25, 1xRadio 4415 B66A, |  | 1xTwin Beam Antenna, 2xAntena 80010767, |  |  | 2 | [30 empty] | 2 |  | 18 |  |  |  | 2 | 356 | 50 | 3 |  | 42 |  |  |  | #N/A | +591 75137341 |  |  |  |  | Exp. E6150 |  | 23 | 6 | 29 | 46 | [5 empty] | 1 | 1 | 3 | [58 empty] | 1xBaseband 6631, 2xRadio 4415 B2/25, 1xRadio 4415 B66A, 1xTwin Beam Antenna, 2xAntena 80010767, | EXISTING SITE MIXMODE 850/LTE 700/AWS/ L:ABCEF-> INST : Mod. 850 / LTE 1900 / LTE AWS / Sectorize AWS&1900 / New :IDH(3)
14 |  |  | Proyecto Millicom Bolivia 3YPlan 2023 | B13 | B. 13 de Julio | In Services | -17.8358 | -63.1154 | Urban | Santa Cruz de la Sierra | Andres Ibanez | Santa Cruz | 40 | Selfsupported | RBS6101 | - | 3 | 3 | 0 | 3 | 0 | 3 | 0 | 0 | 12 |  | 1 DUG 20 01-1 DUW 31 01-1 DUW 31 01-1 DUS 31 02 | 3 RRU 01 B5 | 3 | 1 DUG 20 01 | 1 | RBS 6601_SHARE | 3 RRU 01 B5 | 3 | 1 DUW 31 01 | 1 | RBS 6601_SHARE | 3 RRUS 01 B2 W | 3 | 1 DUW 31 01 | 1 | RBS 6601_SHARE | N/A | 0 | N/A | 0 | N/A | 3 RRUS 32 B4 | 3 | 1 DUS 31 02 | 1 | RBS 6601_SHARE | N/A | 0 | N/A | 0 | N/A | [5 empty] | 12 | 0 |  | #N/A | 2023 | GWL | 2023-10-09 | 40 | GWL-01-Mod. 850 (1) ; Exp. LTE (GHI) ; | 1 | 3 | 0 | 0 | 0 | 0 |  | 4 | 12 |  | 0 | 0 | 3 | 0 | 0 | 0 | 0 | 3 | Mod. 850 (1) ; Exp. LTE (GHI) ; | DEF | GHI(1) | 1 | 1 | 0 | Baseband 6631 | N/A |  | Baseband 6631 GWL | GWL-01 | - |  | 0 | [6 empty] | INST : Mod. 850 / LTE 1900 / |  | MIC BO 3YPlan 2023_1BB_4R_3A | 10 | 1xBaseband 6631, 1xRadio 2219 B5, 3xRadio 4415 B2/25, |  | 3xAntenna 4pH, |  |  |  |  | SI | SI | Si |  |  | Definir altura MOD 850 (1)_ 2G 40 mts- 3G 33 Mts; Definir Altura LTE 1900 (35 mts); Add Polo (35 mts) | [25 empty] | 12 |  |  |  |  | 223 | 70 | 4 |  | 59 |  |  |  | #N/A | +591 75137341 |  |  |  |  | Exp. RBS6101 |  | 35 | 3 | 38 | 57 | [15 empty] | 1 | [6 empty] | 3 | 33 | ABC | [30 empty] | 1 | 31.5 | AB | [8 empty] | 1xBaseband 6631, 1xRadio 2219 B5, 3xRadio 4415 B2/25, 3xAntenna 4pH, | EXISTING SITE 2G/3G 850/3G 1900/AWS/ L:DEF-> INST : Mod. 850 / LTE 1900 / New :GHI(1) | 1xBaseband 6631, 1xRadio 2219 B5, 3xRadio 4415 B2/25, 3xAntenna 4pH, | [8 empty] | #N/A
134 |  | / LTE RO 2020 Capacity H2 - 1900Mhz/High Load Cells_Only F1 | Proyecto Millicom Bolivia 3YPlan 2023 | WAR | Warnes | In Services | -17.5201 | -63.1703 | Urban | Warnes | Warnes | Santa Cruz | 60 | Selfsupported | PBC6200 | - | 3 | 3 | 0 | 2 | 3 | 3 | 3 | 0 | 17 |  | 1 DUG 20 01-1 DUW 31 01-1 DUW 31 01-1 DUS 31 02 | 3 RRUS 12 B5 G | 3 | 1 DUG 20 01 | 1 | RBS 6601_SHARE | 3 RRUS 01 B5 W | 3 | 1 DUW 31 01 | 1 | RBS6601_SHARE | 2 RRUS 01 B2 W | 2 | 1 DUW 31 01 | 1 | RBS6601_SHARE | 3 RRUS 11 B12 | 3 | 1 DUS 31 02 | 1 | RBS6601_SHARE | 3 RRUS 32 B4 | 3 | 0 DUS 31 02 | 0 | RBS6601_SHARE | 3 R 4415 B2/B25 | 3 | 0 DUS 31 02 | 0 | RBS 6601 | [5 empty] | 17 | 0 |  | #N/A | 2023 | GWL | 2023-11-06 | 44-1 | GWL-01-Mod. 850 (1-2-3) ; AAS FDD (FI) ; Sectorizar (DEGH) | 3 | 0 | 0 | 0 | 0 | 1 |  | 4 | 17 |  | 0 | 0 | 0 | 0 | 0 | 2 | 0 | 2 | Mod. 850 (1-2-3) ; AAS FDD (FI) ; Sectorizar (DEGH) | ABCDEFGHI | (1-2-3) | 6 | 1 | 1 | Baseband 6631 | Baseband 6651 |  | Baseband 6631 GWL - Baseband 6651 L | GWL-01 | L-01 |  | 0 | [6 empty] | INST : Mod. 850 / Sectorize AWS&1900 / AAS FDD AWS&1900 / |  | MIC BO 3YPlan 2023_2BB_4R_2A | 7 | 1xBaseband 6631, 1xBaseband 6651, 3xRadio 2219 B5, 1xRadio AAS B25/B66, |  | 2xTwin Beam Antenna, | [33 empty] | 14 |  | 8 |  |  |  |  | 357 | 100 | 4 |  | 81 |  |  |  | #N/A | +591 75137341 |  |  |  |  | Exp. PBC |  | 59 | 12 | 71 | 93 | [12 empty] | 1 | 2 | 2 | [5 empty] | ADD SPD | [45 empty] | 1xBaseband 6631, 1xBaseband 6651, 3xRadio 2219 B5, 1xRadio AAS B25/B66, 2xTwin Beam Antenna, | EXISTING SITE 2G/3G 850/3G 1900/LTE 700/AWS/LTE 1900/ L:ABCDEFGHI-> INST : Mod. 850 / Sectorize AWS&1900 / AAS FDD AWS&1900 / New :(1-2-3)
42 |  | / LTE RO 2020 Capacity H1 - 1900Mhz/High Load Cells_Only F1 | Proyecto Millicom Bolivia 3YPlan 2023 | CHB | Chimba | In Services | -17.3975 | -66.1907 | Urban | Cochabamba | Cercado (CBBA) | Cochabamba | 40 | Selfsupported | PBC6200 | - | 0 | 0 | 3 | 0 | 3 | 3 | 3 | 0 | 12 |  | 1 BB 5216 GW-1 BB 5212 L | 3 R 2219 B5 GW | 3 | 1 BB 5216 GW | 1 | RBS 6601_SHARE | 0 R 2219 B5 GW | 0 | 0 BB 5216 GW | 0 | RBS 6601_SHARE | N/A | 0 | N/A | 0 | N/A | 3 RRUS 11 B12 | 3 | 1 BB 5212 L | 1 | RBS 6601_SHARE | 3 RRUS 32 B4 | 3 | 0 BB 5212 L | 0 | RBS 6601_SHARE | 3 R 2217B2 | 3 | 0 BB 5212 L | 0 | RBS 6601_SHARE | [5 empty] | 12 | 0 |  | #N/A | 2023 | GWL | 2023-11-09 | 45 | GWL-01-Mod. 850 (1-2-3) ; MIMO4 LTE (H) ; Sectorizar (DFGI) | 0 | 3 | 0 | 0 | 0 | 0 |  | 3 | 12 |  | 0 | 0 | 1 | 0 | 0 | 2 | 0 | 3 | Mod. 850 (1-2-3) ; MIMO4 LTE (H) ; Sectorizar (DFGI) | ABCDEFGHI | (1-2-3) | 1 | 1 | 0 | Baseband 6631 | N/A |  | Baseband 6631 GWL | GWL-01 | - |  | 0 | [6 empty] | INST : Mod. 850 / Sectorize AWS&1900 / |  | MIC BO 3YPlan 2023_1BB_3R_3A | 30 | 1xBaseband 6631, 3xRadio 4415 B2/25, |  | 1xAntenna 4pH, 2xTwin Beam Antenna, | [33 empty] | 8 |  | 12 |  |  |  |  | 393 | 70 | 3 |  | 59 |  |  |  | SERTERO | +591 71369827 | 2023-11-08 | 2023-11-11 |  |  | Exp. PBC |  | 40 | 8 | 48 | 68 | [66 empty] | 1xBaseband 6631, 3xRadio 4415 B2/25, 1xAntenna 4pH, 2xTwin Beam Antenna, | EXISTING SITE MIXMODE 850/LTE 700/AWS/LTE 1900/ L:ABCDEFGHI-> INST : Mod. 850 / Sectorize AWS&1900 / New :(1-2-3) | 1xBaseband 6631, 3xRadio 4415 B2/25, 1xAntenna 4pH, 2xTwin Beam Antenna, | [8 empty] | #N/A
96 |  | / LTE RO 2020 Capacity H1 - 1900Mhz | Proyecto Millicom Bolivia 3YPlan 2023 | QUI2 | Quillacollo Centro | In Services | -17.3992 | -66.2852 | Urban | Quillacollo | Quillacollo | Cochabamba | 6 | Selfsupported | PBC6200 | - | 0 | 0 | 3 | 0 | 3 | 3 | 3 | 0 | 12 |  | 1 BB 5216 GW-1 BB 5212 L | 3 R 2219 B5 GW | 3 | 1 BB 5216 GW | 1 | RBS 6601 | 0 R 2219 B5 GW | 0 | 0 BB 5216 GW | 0 | RBS 6601 | N/A | 0 | N/A | 0 | N/A | 3 RRUS 11 B12 | 3 | 1 BB 5212 L | 1 | RBS 6601 | 3 RRUS 32 B4 | 3 | 0 BB 5212 L | 0 | RBS 6601 | 3 R 2217B2 | 3 | 0 BB 5212 L | 0 | RBS 6601 | [5 empty] | 12 | 0 |  | #N/A | 2023 | GWL | 2023-11-06 | 45 | GWL-01-Mod. 850 (1-2) ; MIMO4 LTE (FI) ; AAS FDD (DEGH) ; | 0 | 0 | 0 | 1 | 0 | 2 |  | 3 | 12 |  | 0 | 0 | 1 | 3 | 0 | 0 | 0 | 4 | Mod. 850 (1-2) ; MIMO4 LTE (FI) ; AAS FDD (DEGH) ; | ABCDEFGHI | (1-2) | 1 | 1 | 2 | Baseband 6631 | Baseband 6651 |  | Baseband 6631 GWL-Baseband 6651 L | GWL-01 | L-01 |  | 0 | [6 empty] | INST : Mod. 850 / AAS FDD AWS&1900 / |  | MIC BO 3YPlan 2023_3BB_3R_4A | 2 | 1xBaseband 6631, 2xBaseband 6651, 1xRadio 4499 44B2/25 44B66A, 2xRadio AAS B25/B66, |  | 1xAntenna 4pH, 3xAntenna 4pL, | [20 empty] | 6 |  | 6 | [13 empty] | 4 |  |  |  | 394 | 30 | 3 |  | 21 |  |  |  | SERTERO | +591 71369827 | 2023-11-08 | 2023-11-11 |  |  | Exp. PBC |  | 8 | 5 | 13 | 29 | [10 empty] | 1 |  | 1 | 3 | 1 | [51 empty] | 1xBaseband 6631, 2xBaseband 6651, 1xRadio 4499 44B2/25 44B66A, 2xRadio AAS B25/B66, 1xAntenna 4pH, 3xAntenna 4pL, | EXISTING SITE MIXMODE 850/LTE 700/AWS/LTE 1900/ L:ABCDEFGHI-> INST : Mod. 850 / AAS FDD AWS&1900 / New :(1-2)
64 |  | / LTE RO 2020 Capacity H1 - 1900Mhz/High Load Cells_Only F1 | Proyecto Millicom Bolivia 3YPlan 2023 | IRC | Ironcollo | In Services | -17.3623 | -66.2844 | Urban | Quillacollo | Quillacollo | Cochabamba | 60 | Selfsupported | Enclosure 6150 | - | 0 | 0 | 3 | 0 | 3 | 3 | 3 | 0 | 12 |  | 1 BB 5216 GW-1 BB 5212 L | 3 R 2219 B5 GW | 3 | 1 BB 5216 GW | 1 | RBS 6601_SHARE | 0 R 2219 B5 GW | 0 | 0 BB 5216 GW | 0 | RBS 6601_SHARE | N/A | 0 | N/A | 0 | N/A | 3 RRUS 11 B12 | 3 | 1 BB 5212 L | 1 | RBS 6601_SHARE | 3 RRUS 32 B4 | 3 | 0 BB 5212 L | 0 | RBS 6601_SHARE | 3 R 2217B2 | 3 | 0 BB 5212 L | 0 | RBS 6601_SHARE | [5 empty] | 12 | 0 |  | #N/A | 2023 | GWL | 2023-11-06 | 45 | GWL-01-Mod. 850 (1-2-3) ; MIMO4 LTE (H) ; AAS FDD (DFGI) ; | 0 | 1 | 0 | 0 | 0 | 2 |  | 3 | 12 |  | 0 | 0 | 0 | 0 | 0 | 0 | 0 | 0 | Mod. 850 (1-2-3) ; MIMO4 LTE (H) ; AAS FDD (DFGI) ; | ABCDEFGHI | (1-2-3) | 1 | 1 | 2 | Baseband 6631 | Baseband 6651 |  | Baseband 6631 GWL-Baseband 6651 L | GWL-01 | L-01 |  | 0 | [6 empty] | INST : Mod. 850 / AAS FDD AWS&1900 / |  | MIC BO 3YPlan 2023_3BB_3R | 3 | 1xBaseband 6631, 2xBaseband 6651, 1xRadio 4415 B2/25, 2xRadio AAS B25/B66, |  |  |  |  | 1 | [32 empty] | 6 |  |  |  |  | 395 | 100 | 3 |  | 81 |  |  |  | SERTERO | +591 71369827 | 2023-11-08 | 2023-11-11 |  |  | Exp. E6150 |  | 60 | 5 | 65 | 87 | [5 empty] | 1 | 3 | 1 | 2 | [57 empty] | 1xBaseband 6631, 2xBaseband 6651, 1xRadio 4415 B2/25, 2xRadio AAS B25/B66, | EXISTING SITE MIXMODE 850/LTE 700/AWS/LTE 1900/ L:ABCDEFGHI-> INST : Mod. 850 / AAS FDD AWS&1900 / New :(1-2-3) | 1xBaseband 6631, 2xBaseband 6651, 1xRadio 4415 B2/25, 2xRadio AAS B25/B66, | [8 empty] | #N/A
100 |  | RO 2021 - LTE Capacity H1_119 Sitios / Swap CBBA 2018 | Proyecto Millicom Bolivia 3YPlan 2023 | RAQ | Raquelita | In Services | -17.392 | -66.1544 | Urban | Cochabamba | Cercado (CBBA) | Cochabamba | 6 | Monopolo | PBC6200 | - | 0 | 0 | 3 | 0 | 0 | 3 | 2 | 0 | 8 |  | 1 BB 5216 GW-1 BB 5212 L | 3 R 2219 B5 GW | 3 | 1 BB 5216 GW | 1 | RBS 6601 | 0 R 2219 B5 GW | 0 | 0 BB 5216 GW | 0 | RBS 6601 | N/A | 0 | N/A | 0 | N/A | N/A | 0 | N/A | 0 | N/A | 3 RRUS 32 B4 | 3 | 1 BB 5212 L | 1 | RBS 6601 | 2 R 4415 B2/B25 | 2 | 0 BB 5212 L | 0 | RBS 6601 | [5 empty] | 8 | 0 |  | #N/A | 2023 | GWL | 2023-11-09 | 45 | GWL-01-Mod. 850 (1-2) ; Exp. LTE (ABI) ; Sectorizar (EH) | 0 | 1 | 0 | 0 | 1 | 0 |  | 2 | 8 | 2 | 0 | 0 | 1 | 0 | 0 | 1 | 0 | 2 | Mod. 850 (1-2) ; Exp. LTE (ABI) ; Sectorizar (EH) | DEFGH | ABI(1-2) | 1 | 1 | 0 | Baseband 6631 | N/A |  | Baseband 6631 GWL | GWL-01 | - |  | 0 | [6 empty] | INST : Mod. 850 / LTE 700 / LTE 1900 / Sectorize AWS&1900 / |  | MIC BO 3YPlan 2023_1BB_2R_2A | 33 | 1xBaseband 6631, 1xRadio 4415 B2/25, 1xRadio 4478 B12A, |  | 1xAntenna 4pH, 1xTwin Beam Antenna, | [34 empty] | 4 | 10 |  |  |  |  | 385 | 30 | 2 |  | 21 |  |  |  | #N/A | +591 71369827 | 2023-11-08 | 2023-11-08 |  |  | Exp. PBC |  | 6 | 8 | 14 | 30 | [5 empty] | 1 | 1 | 2 | [58 empty] | 1xBaseband 6631, 1xRadio 4415 B2/25, 1xRadio 4478 B12A, 1xAntenna 4pH, 1xTwin Beam Antenna, | EXISTING SITE MIXMODE 850/AWS/LTE 1900/ L:DEFGH-> INST : Mod. 850 / LTE 700 / LTE 1900 / Sectorize AWS&1900 / New :ABI(1-2)
81 |  |  | Proyecto Millicom Bolivia 3YPlan 2023 | OYA | Obrero Yacuiba | In Services | -22.0159 | -63.6859 | Urban | Yacuiba | Gran Chaco | Tarija | 25 | Selfsupported | RBS6101 | - | 0 | 0 | 0 | 3 | 0 | 3 | 0 | 0 | 6 |  | 1 DUW 31 01-1 DUS 31 02 | N/A | 0 | N/A | 0 | N/A | N/A | 0 | N/A | 0 | N/A | 3 RRUS 01 B2 W | 3 | 1 DUW 31 01 | 1 | RBS6601 | N/A | 0 | N/A | 0 | N/A | 3 RRUS 32 B4 | 3 | 1 DUS 31 02 | 1 | RBS6601 | N/A | 0 | N/A | 0 | N/A | [5 empty] | 6 | 0 |  | #N/A | 2023 | WL | 2023-11-15 | 46 | WL-01-Mod. 850 (1) ; Exp. LTE (GH) ; | 1 | 2 | 0 | 0 | 0 | 0 |  | 3 | 6 |  | 1 | 0 | 2 | 0 | 0 | 0 | 0 | 3 | Mod. 850 (1) ; Exp. LTE (GH) ; | DEF | GH(1) | 2 | 1 | 0 | Baseband 6631 | N/A |  | Baseband 6631 WL | WL-01 | - |  | 0 | [6 empty] | INST : Mod. 850 / LTE 1900 / |  | MIC BO 3YPlan 2023_1BB_3R_3A | 30 | 1xBaseband 6631, 1xRadio 2219 B5, 2xRadio 4415 B2/25, |  | 1xAntenna 2pL, 2xAntenna 4pH, | [35 empty] | 10 |  |  |  |  | 396 | 50 | 3 |  | 42 |  |  |  | #N/A | +591 71369827 | 2023-11-08 | 2023-11-11 |  |  | Exp. RBS6101 |  | 23 | 4 | 27 | 44 | [15 empty] | 1 | [50 empty] | 1xBaseband 6631, 1xRadio 2219 B5, 2xRadio 4415 B2/25, 1xAntenna 2pL, 2xAntenna 4pH, | EXISTING SITE 3G 1900/AWS/ L:DEF-> INST : Mod. 850 / LTE 1900 / New :GH(1) | 1xBaseband 6631, 1xRadio 2219 B5, 2xRadio 4415 B2/25, 1xAntenna 2pL, 2xAntenna 4pH, | [8 empty] | #N/A
35 |  | RO 2021 - LTE Capacity H1_119 Sitios / | Proyecto Millicom Bolivia 3YPlan 2023 | CIO | Calle Comercio | In Services | -22.019 | -63.6787 | Urban | Yacuiba | Gran Chaco | Tarija | 25 | Selfsupported | RBS6101 | - | 0 | 3 | 0 | 0 | 0 | 3 | 1 | 0 | 7 |  | 1 DUW 31 01-1 DUS 31 02 | N/A | 0 | N/A | 0 | N/A | 3 RRUS 01 B5 | 3 | 1 DUW 31 01 | 1 | RBS6601 | N/A | 0 | N/A | 0 | N/A | N/A | 0 | N/A | 0 | N/A | 3 RRUS 11 B4 | 3 | 1 DUS 31 02 | 1 | RBS6601 | 1 R 4415 B2/B25 | 1 | 0 DUS 3102 | 0 | RBS 6101 | [5 empty] | 7 | 0 |  | #N/A | 2023 | WL | 2023-11-15 | 46 | WL-01-Mod. 850 (1-3) ; Exp. LTE (AHI) ; MIMO4 LTE (EF) ; Sectorizar (DG) | 2 | 0 | 1 | 2 | 1 | 0 |  | 6 | 7 | 2 | 0 | 0 | 0 | 0 | 0 | 1 | 0 | 1 | Mod. 850 (1-3) ; Exp. LTE (AHI) ; MIMO4 LTE (EF) ; Sectorizar (DG) | DEFG | AHI(1-3) | 2 | 1 | 0 | Baseband 6631 | N/A |  | Baseband 6631 WL | WL-01 | - |  | 0 | [6 empty] | INST : Mod. 850 / LTE 700 / LTE 1900 / Sectorize AWS&1900 / |  | MIC BO 3YPlan 2023_1BB_6R_1A | 1 | 1xBaseband 6631, 2xRadio 2219 B5, 1xRadio 4415 B66A, 2xRadio 4499 44B2/25 44B66A, 1xRadio 4478 B12A, |  | 1xTwin Beam Antenna, |  |  | 1 | [32 empty] | 22 |  |  |  |  | 397 | 50 | 6 |  | 42 |  |  |  | #N/A | +591 71369827 | 2023-11-08 | 2023-11-11 |  |  | Exp. RBS6101 |  | 23 | 7 | 30 | 48 | [18 empty] | 3 | [47 empty] | 1xBaseband 6631, 2xRadio 2219 B5, 1xRadio 4415 B66A, 2xRadio 4499 44B2/25 44B66A, 1xRadio 4478 B12A, 1xTwin Beam Antenna, | EXISTING SITE 3G 850/AWS/LTE 1900/ L:DEFG-> INST : Mod. 850 / LTE 700 / LTE 1900 / Sectorize AWS&1900 / New :AHI(1-3) | 1xBaseband 6631, 2xRadio 2219 B5, 1xRadio 4415 B66A, 2xRadio 4499 44B2/25 44B66A, 1xRadio 4478 B12A, 1xTwin Beam Antenna, | 0 | - | [6 empty] | #N/A
24 |  | RO H1 2022 Capacity/ RO 2021 - LTE Capacity H2-P1 | Proyecto Millicom Bolivia 3YPlan 2023 | BLE | B. Luis Espinal | In Services | -21.5261 | -64.7104 | Urban | Tarija | Cercado (TJ) | Tarija | 40 | Selfsupported | RBS6101 | - | 3 | 3 | 0 | 0 | 3 | 3 | 0 | 0 | 12 |  | 1 DUG 20 01-1 DUW 31 01-1 DUS 31 02 | 3 RRU 01 B5 | 3 | 1 DUG 20 01 | 1 | RBS 6601_SHARE | 3 RRU 01 B5 | 3 | 1 DUW 31 01 | 1 | RBS 6601_SHARE | N/A | 0 | N/A | 0 | N/A | 3 RRUS 11 B12 | 3 | 1 DUS 31 02 | 1 | RBS 6601_SHARE | 3 Radio 4415B66A | 3 | 0 DUS 31 02 | 0 | RBS 6601_SHARE | N/A | 0 | N/A | 0 | N/A | [5 empty] | 12 | 0 |  | #N/A | 2023 | GWL | 2023-11-15 | 46 | GWL-01-Mod. 850 (1-2-3) ; Exp. LTE (H) ; MIMO4 LTE (E) ; Sectorizar (DFGI) | 3 | 2 | 0 | 1 | 0 | 0 |  | 6 | 12 |  | 0 | 0 | 1 | 0 | 0 | 2 | 0 | 3 | Mod. 850 (1-2-3) ; Exp. LTE (H) ; MIMO4 LTE (E) ; Sectorizar (DFGI) | ABCDEF | GIH(1-2-3) | 1 | 1 | 0 | Baseband 6631 | N/A |  | Baseband 6631 GWL | GWL-01 | - |  | 0 | [6 empty] | INST : Mod. 850 / LTE 1900 / Sectorize AWS&1900 / |  | MIC BO 3YPlan 2023_1BB_6R_3A | 21 | 1xBaseband 6631, 3xRadio 2219 B5, 2xRadio 4415 B2/25, 1xRadio 4499 44B2/25 44B66A, |  | 1xAntenna 4pH, 2xTwin Beam Antenna, | [33 empty] | 6 |  | 20 |  |  |  |  | 398 | 70 | 6 |  | 59 |  |  |  | #N/A | +591 71369827 | 2023-11-08 | 2023-11-11 |  |  | Exp. RBS6101 |  | 35 | 5 | 40 | 59 | [8 empty] | 1 | [9 empty] | 3 | [47 empty] | 1xBaseband 6631, 3xRadio 2219 B5, 2xRadio 4415 B2/25, 1xRadio 4499 44B2/25 44B66A, 1xAntenna 4pH, 2xTwin Beam Antenna, | EXISTING SITE 2G/3G 850/LTE 700/AWS/ L:ABCDEF-> INST : Mod. 850 / LTE 1900 / Sectorize AWS&1900 / New :GIH(1-2-3) | 1xBaseband 6631, 3xRadio 2219 B5, 2xRadio 4415 B2/25, 1xRadio 4499 44B2/25 44B66A, 1xAntenna 4pH, 2xTwin Beam Antenna, | 0 | - | [6 empty] | new
154 |  | Swap Oruro & Potosí 2021 | Proyecto Millicom Bolivia 3YPlan 2023 | HBO | Hotel Bolivia | In Services | -17.9625 | -67.1039 | - | - | - | Oruro | 6 | Monopolo | Enclosure 6150 |  | 0 | 0 | 3 | 0 | 0 | 3 | 0 | 0 | 6 |  | 1 BB 6630 GW-1 BB 6630 L | 3 R 2219 B5 | 3 | 1 BB 6630 GW | 1 | RBS 6630 | 0 2219 B5 | 0 | 0 BB 6630 GW | 2 | RBS 6630 | N/A | 0 | N/A | 2 | N/A | N/A | 0 | N/A | 0 | N/A | 3 R 4415 B66A | 3 | 1 BB 6630 L | 1 | RBS 6630 | N/A | 0 | N/A | 0 | N/A | N/A | 0 | N/A | 0 | N/A | 6 | 0 |  | #N/A | 2023 | GWL | 2023-11-09 | 45 | L-01-Mod. 850 (2-3) ; Exp. LTE (GHI) ; | 0 | 3 | 0 | 0 | 0 | 0 |  | 3 | 6 |  | 0 | 0 | 3 | 0 | 0 | 0 | 0 | 3 | Mod. 850 (2-3) ; Exp. LTE (GHI) ; | DEF | GHI(2-3) | 5 | 0 | 0 | Keep BB 6630 | N/A |  | Keep BB 6630 L | L-01 | - |  | 0 | [6 empty] | INST : Mod. 850 / LTE 1900 / |  | MIC BO 3YPlan 2023_3R_3A | 23 | 3xRadio 4415 B2/25, |  | 3xAntenna 4pH, | [35 empty] | 12 |  |  |  |  | 373 | 50 | 3 |  | 21 |  |  |  | #N/A | +591 75137341 | 2023-11-06 | 2023-11-07 |  |  | Exp. PU |  | 18 | 8 | 26 | 43 | [66 empty] | 3xRadio 4415 B2/25, 3xAntenna 4pH, | EXISTING SITE MIXMODE 850/AWS/ L:DEF-> INST : Mod. 850 / LTE 1900 / New :GHI(2-3)
158 |  | Swap Oruro & Potosí 2021 | Proyecto Millicom Bolivia 3YPlan 2023 | UMI | Urb. Sierra Mier | In Services | -17.9353 | -67.1123 | - | - | - | Oruro | 25 | Selfsupported | Enclosure 6150 |  | 0 | 3 | 0 | 0 | 0 | 2 | 0 | 0 | 5 |  | 1 BB 6630 WL | N/A | 0 | N/A | 0 | N/A | 3 R 2219 B5 | 3 | 1 BB 6630 WL | 1 | RBS 6630 | N/A | 0 | N/A | 1 | N/A | N/A | 0 | N/A | 0 | N/A | 2 R 4415 B66A | 2 | 0 BB 6630 WL | 0 | RBS 6630 | N/A | 0 | N/A | 0 | N/A | N/A | 0 | N/A | 0 | N/A | 5 | 0 |  | #N/A | 2023 | WL | 2023-11-09 | 45 | WL-01-Mod. 850 (1) ; Exp. LTE (G) ; | 0 | 1 | 0 | 0 | 0 | 0 |  | 1 | 5 |  | 0 | 0 | 0 | 0 | 1 | 0 | 0 | 1 | Mod. 850 (1) ; Exp. LTE (G) ; | DE | G(1) | 2 | 0 | 0 | Keep BB 6630 | N/A |  | Keep BB 6630 WL | WL-01 | - |  | 0 | [6 empty] | INST : Mod. 850 / LTE 1900 / |  | MIC BO 3YPlan 2023_1R_1A | 5 | 1xRadio 4415 B2/25, |  | 1xAntenna 4pL4pH , |  |  | 1 | [32 empty] | 4 |  |  |  |  | 374 | 50 | 1 |  | 42 |  |  |  | #N/A | +591 75137341 | 2023-11-06 | 2023-11-07 |  |  | Exp. E6150 |  | 24 | 5 | 29 | 46 | [66 empty] | 1xRadio 4415 B2/25, 1xAntenna 4pL4pH , | EXISTING SITE 3G 850/AWS/ L:DE-> INST : Mod. 850 / LTE 1900 / New :G(1)
72 |  |  | Proyecto Millicom Bolivia 3YPlan 2023 | LSJ | Lomas de San Juan | In Services | -21.5251 | -64.7378 | Urban | Tarija | Cercado (TJ) | Tarija | 15 | Monopolo | PBC6200 | - | 3 | 3 | 0 | 3 | 0 | 3 | 1 | 0 | 13 |  | 1 DUG 20 01-1 DUW 3101-1 DUW 41 01-1 DUS 31 01 | 3 RRU 12 B5 | 3 | 1 DUG 20 01 | 1 | RBS6601_SHARE | 3 RRU 01 B5 | 3 | 1 DUW 3101 | 1 | RBS6601 | 3 RRU 01 B2 | 3 | 1 DUW 41 01 | 1 | RBS6601 | N/A | 0 | N/A | 0 | N/A | 1 RRU 11 B4 2 RRU 32 B4 | 3 | 1 DUS 31 01 | 1 | RBS 6101_SHARE | 1 R 4415 B2/B25 | 1 | 0 DUS 31 02 | 0 | RBS6601_SHARE | [5 empty] | 13 | 0 |  | #N/A | 2023 | GWL | 2023-11-09 | 45 | GWL-01-Mod. 850 (1-2-3) ; Exp. LTE (AHI) ; MIMO4 LTE (D) ; | 3 | 1 | 0 | 1 | 1 | 0 |  | 6 | 13 |  | 0 | 0 | 2 | 0 | 1 | 0 | 0 | 3 | Mod. 850 (1-2-3) ; Exp. LTE (AHI) ; MIMO4 LTE (D) ; | DEFG | AHI(1-2-3) | 1 | 1 | 0 | Baseband 6631 | N/A |  | Baseband 6631 GWL | GWL-01 | - |  | 0 | [6 empty] | INST : Mod. 850 / LTE 700 / LTE 1900 / |  | MIC BO 3YPlan 2023_1BB_6R_3A | 21 | 1xBaseband 6631, 3xRadio 2219 B5, 1xRadio 4415 B2/25, 1xRadio 4499 44B2/25 44B66A, 1xRadio 4478 B12A, |  | 2xAntenna 4pH, 1xAntenna 4pL4pH , | [33 empty] | 4 |  | 16 |  |  |  |  | 399 | 30 | 6 |  | 31 |  |  |  | #N/A | +591 71369827 | 2023-11-08 | 2023-11-11 |  |  | Exp. PBC |  | 11 | 3 | 14 | 30 | [12 empty] | 1 | 1 | 1 | [51 empty] | 1xBaseband 6631, 3xRadio 2219 B5, 1xRadio 4415 B2/25, 1xRadio 4499 44B2/25 44B66A, 1xRadio 4478 B12A, 2xAntenna 4pH, 1xAntenna 4pL4pH , | EXISTING SITE 2G/3G 850/3G 1900/AWS/LTE 1900/ L:DEFG-> INST : Mod. 850 / LTE 700 / LTE 1900 / New :AHI(1-2-3) | 1xBaseband 6631, 3xRadio 2219 B5, 1xRadio 4415 B2/25, 1xRadio 4499 44B2/25 44B66A, 1xRadio 4478 B12A, 2xAntenna 4pH, 1xAntenna 4pL4pH , | [8 empty] | #N/A
138 |  |  | Proyecto Millicom Bolivia 3YPlan 2023 | R11 | Riberalta 11 | In Services | -11.0537 | -66.0327 | Urban | Riberalta | Vaca Diez | Beni | 40 | Selfsupported | Enclosure 6150 | - | 0 | 3 | 0 | 0 | 3 | 3 | 0 | 0 | 9 |  | 1 BB 6630 WL | N/A | 0 | N/A | 0 | N/A | 3 R 2219 B5 | 3 | 1 BB 6630 WL | 1 | RBS 6630 | N/A | 0 | N/A | 0 | N/A | 3 R 4478 B12A | 3 | 0 BB 6630 WL | 0 | RBS 6630 | 3 R 4415 B66A | 3 | 0 BB 6630 WL | 0 | RBS 6630 | N/A | 0 | N/A | 0 | N/A | N/A | 0 | N/A | 0 | N/A | 9 | 0 |  | #N/A | 2023 | WL | 2023-11-09 | 45 | WL-01-Exp. LTE (GI) ; | 0 | 2 | 0 | 0 | 0 | 0 |  | 2 | 9 |  | 0 | 0 | 2 | 0 | 0 | 0 | 0 | 2 | Exp. LTE (GI) ; | ABCDEF | GI | 4 | 0 | 0 | Keep BB 6630 | N/A |  | Keep BB 6630 WL | WL-01 | - |  | 0 | [6 empty] | INST : LTE 1900 / |  | MIC BO 3YPlan 2023_2R_2A | 11 | 2xRadio 4415 B2/25, |  | 2xAntenna 4pH, | [35 empty] | 12 |  |  |  |  | 400 | 70 | 2 |  | 59 |  |  |  | #N/A | +591 75137341 | 2023-11-08 | 2023-11-11 |  |  | Exp. E6150 |  | 39 | 4 | 43 | 62 | [7 empty] | 2 | [58 empty] | 2xRadio 4415 B2/25, 2xAntenna 4pH, | EXISTING SITE 3G 850/LTE 700/AWS/ L:ABCDEF-> INST : LTE 1900 / New :GI
101 |  |  | Proyecto Millicom Bolivia 3YPlan 2023 | RIB6 | Riberalta VI | In Services | -11.0308 | -66.0413 | Rural | Riberalta | Vaca Diez | Beni | 25 | Selfsupported | Enclosure 6150 | - | 0 | 3 | 0 | 0 | 0 | 3 | 2 | 0 | 8 |  | 1 DUW 31 01-1 BB 6630 L | N/A | 0 | N/A | 0 | N/A | 3 RRU 01 B5 | 3 | 1 DUW 31 01 | 1 | RBS6601 | N/A | 0 | N/A | 0 | N/A | N/A | 0 | N/A | 0 | N/A | 3 RRU 32 B4 | 3 | 1 BB 6630 L | 1 | RBS 6630 | 2 R 4415 B2/B25 | 2 | 0 BB 6630 L | 0 | RBS6630 | [5 empty] | 8 | 0 |  | #N/A | 2023 | WL | 2023-11-09 | 45 | L-01-Mod. 850 (1) ; Exp. LTE (AH) ; MIMO4 LTE (DE) ; | 1 | 0 | 0 | 1 | 1 | 0 |  | 3 | 8 |  | 1 | 0 | 1 | 0 | 0 | 0 | 0 | 2 | Mod. 850 (1) ; Exp. LTE (AH) ; MIMO4 LTE (DE) ; | DEFGI | AH(1) | 1 | 0 | 0 | Keep BB 6630 | N/A |  | Keep BB 6630 L | L-01 | - |  | 0 | [6 empty] | INST : Mod. 850 / LTE 700 / LTE 1900 / |  | MIC BO 3YPlan 2023_3R_2A | 7 | 1xRadio 2219 B5, 1xRadio 4499 44B2/25 44B66A, 1xRadio 4478 B12A, |  | 1xAntenna 2pL, 1xAntenna 4pH, | [33 empty] | 4 |  | 10 |  |  |  |  | 401 | 50 | 3 |  | 42 |  |  |  | #N/A | +591 75137341 | 2023-11-08 | 2023-11-11 |  |  | Exp. E6150 |  | 24 | 4 | 28 | 45 | [5 empty] | 1 |  | 2 | 1 | [57 empty] | 1xRadio 2219 B5, 1xRadio 4499 44B2/25 44B66A, 1xRadio 4478 B12A, 1xAntenna 2pL, 1xAntenna 4pH, | EXISTING SITE 3G 850/AWS/LTE 1900/ L:DEFGI-> INST : Mod. 850 / LTE 700 / LTE 1900 / New :AH(1)
58 |  | / LTE RO 2020 Capacity H2 - 1900Mhz | Proyecto Millicom Bolivia 3YPlan 2023 | GY2 | Guayaramerin II | In Services | -10.8248 | -65.3557 | Rural | Guayaramerin | Vaca Diez | Beni | 40 | Selfsupported | PBC6200 | - | 0 | 0 | 3 | 0 | 3 | 3 | 3 | 0 | 12 |  | 1 BB 6630 GL | 3 RRUS 12 B5 G | 3 | 1 BB 6630 GL | 1 | RBS 6630 | 0 RRUS 12 B5 GW | 0 | 0 BB 6630 GWL | 0 | N/A | N/A | 0 | N/A | 0 | N/A | 3 RRUS 11 B12 | 3 | 0 BB 6630 GL | 0 | RBS 6630 | 3 RRU 11 B4 | 3 | 0 BB 6630 GL | 0 | RBS 6630 | 3 R 2217 B2 | 3 | 0 BB 6630 GL | 0 | RBS 6630 | [5 empty] | 12 | 0 |  | #N/A | 2023 | GWL | 2023-11-09 | 45 | GL-01-Mod. 850 (1) ; MIMO4 LTE (DEFGHI) ; | 1 | 0 | 0 | 3 | 0 | 0 |  | 4 | 12 |  | 0 | 0 | 0 | 0 | 0 | 0 | 0 | 0 | Mod. 850 (1) ; MIMO4 LTE (DEFGHI) ; | ABCDEFGHI | (1) | 1 | 0 | 0 | Keep BB 6630 | N/A |  | Keep BB 6630 GL | GL-01 | - |  | 0 | [6 empty] | INST : Mod. 850 / |  | MIC BO 3YPlan 2023_4R | 2 | 1xRadio 2219 B5, 3xRadio 4499 44B2/25 44B66A, | [35 empty] | 8 |  | 12 |  |  |  |  | 402 | 70 | 4 |  | 59 |  |  |  | #N/A | +591 75137341 | 2023-11-08 | 2023-11-11 |  |  | Exp. PBC |  | 40 | 7 | 47 | 67 | [10 empty] | 1 |  | 1 | [53 empty] | 1xRadio 2219 B5, 3xRadio 4499 44B2/25 44B66A, | EXISTING SITE MIXMODE 850/LTE 700/AWS/LTE 1900/ L:ABCDEFGHI-> INST : Mod. 850 / New :(1) | 1xRadio 2219 B5, 3xRadio 4499 44B2/25 44B66A, | 0 | - | [6 empty] | #N/A
149 |  | RO 2022 H1 New Sites | Proyecto Millicom Bolivia 3YPlan 2023 | URP | Urb. Paraiso | In Services | -18.0005 | -67.1271 | Urbano | - | - | Oruro | 25 | Selfsupported | Enclosure 6150 | - | 0 | 3 | 0 | 0 | 2 | 0 | 0 | 0 | 5 |  | 1 BB 6630 WL | N/A | 0 | N/A | 0 | N/A | 3 R 2219 B5 | 3 | 1 BB 6630 WL | 1 | RBS 6630 | N/A |  | N/A |  | N/A | 2 R 4478 B12A | 2 | 0 BB 6630 WL | 0 | RBS 6630 | N/A | 0 | N/A | 0 | N/A | N/A | 0 | N/A | 0 | N/A | N/A | 0 | N/A | 0 | N/A | 5 | 0 |  | #N/A | 2023 | WL | 2023-11-15 | 46 | WL-01-Exp. LTE (DEGH) ; | 0 | 0 | 0 | 2 | 0 | 0 |  | 2 | 5 | 2 | 0 | 0 | 0 | 0 | 0 | 0 | 0 | 0 | Exp. LTE (DEGH) ; | ABC | DEGH | 1 | 0 | 0 | Keep BB 6630 | N/A |  | Keep BB 6630 WL | WL-01 | - |  | 0 | [6 empty] | INST : LTE 1900 / LTE AWS / |  | MIC BO 3YPlan 2023_2R | 10 | 2xRadio 4499 44B2/25 44B66A, | [37 empty] | 8 |  |  |  |  | 375 | 50 | 2 |  | 42 |  |  |  | #N/A | +591 75137341 | 2023-11-06 | 2023-11-07 |  |  | Exp. E6150 |  | 25 | 3 | 28 | 45 | [66 empty] | 2xRadio 4499 44B2/25 44B66A, | EXISTING SITE 3G 850/LTE 700/ L:ABC-> INST : LTE 1900 / LTE AWS / New :DEGH
151 |  | Swap Oruro & Potosí 2021 | Proyecto Millicom Bolivia 3YPlan 2023 | AVG | Av. Velasco Galvarro | In Services | -17.9898 | -67.1096 | - | - | - | Oruro | 25 | Selfsupported | Enclosure 6150 |  | 0 | 0 | 3 | 0 | 2 | 2 | 0 | 1 | 8 |  | 1 BB 6630 GWL | 3 R 2219 B5 | 3 | 1 BB 6630 GWL | 1 | RBS 6630 | 0 2219 B5 | 0 | 0 BB 6630 GWL | 1 | RBS 6630 | N/A | 0 | N/A | 1 | N/A | 2 R 4449 B5 B12A | 2 | 0 BB 6630 GWL | 0 | RBS 6630 | 2 R 4499 B2B25B66A | 2 | N/A | 0 | N/A | N/A | 0 | N/A | 0 | N/A | 1 R 4499 B2B25B66A | 1 | 0 BB 6630 GWL | 0 | RBS 6630 | 8 | 0 |  | #N/A | 2023 | GWL | 2023-11-15 | 46 | GWL-01-Mod. 850 (2) ; Exp. LTE (HI) ; | 0 | 0 | 0 | 0 | 0 | 0 |  | 0 | 8 |  | 0 | 0 | 0 | 0 | 0 | 0 | 0 | 0 | Mod. 850 (2) ; Exp. LTE (HI) ; | ABCDEFG | HI(2) | 1 | 0 | 0 | Keep BB 6630 | N/A |  | Keep BB 6630 GWL | GWL-01 | - |  | 0 | [6 empty] | INST : Mod. 850 / LTE 1900 / |  | MIC BO 3YPlan 2023 | 4 | [43 empty] | 376 | 50 | 0 |  | 42 |  |  |  | #N/A | +591 75137341 | 2023-11-06 | 2023-11-07 |  |  | Exp. E6150 |  |  |  | 0 | 14 | [67 empty] | EXISTING SITE MIXMODE 850/LTE 700/AWS/LTE AWS&1900/ L:ABCDEFG-> INST : Mod. 850 / LTE 1900 / New :HI(2)
152 |  | Swap Oruro & Potosí 2021 | Proyecto Millicom Bolivia 3YPlan 2023 | CCM | Calle Camacho | In Services | -17.9661 | -67.1159 | - | - | - | Oruro | 15 | Monopolo | Enclosure 6150 |  | 0 | 0 | 3 | 0 | 1 | 2 | 0 | 1 | 7 |  | 1 BB 6630 GW-1 BB 6630 L | 3 R 2219 B5 | 3 | 1 BB 6630 GW | 1 | RBS 6630 | 0 2219 B5 | 0 | 0 BB 6630 GW | 2 | RBS 6630 | N/A | 0 | N/A | 2 | N/A | 1 R 4449 B5 B12A | 1 | 1 BB 6630 L | 1 | RBS 6630 | 2 R 4499 B2B25B66A | 2 | 0 BB 6630 L | 0 | N/A | N/A | 0 | N/A | 0 | N/A | 1 R 4499 B2B25B66A | 1 | 0 BB 6630 L | 0 | RBS 6630 | 7 | 0 |  | #N/A | 2023 | GWL | 2023-11-15 | 46 | L-01-Mod. 850 (2-3) ; Exp. LTE (GH) ; Sectorizar (FI) | 0 | 0 | 0 | 0 | 0 | 0 |  | 0 | 7 |  | 0 | 0 | 0 | 0 | 0 | 1 | 0 | 1 | Mod. 850 (2-3) ; Exp. LTE (GH) ; Sectorizar (FI) | CDEFI | GH(2-3) | 4 | 0 | 0 | Keep BB 6630 | N/A |  | Keep BB 6630 L | L-01 | - |  | 0 | [6 empty] | INST : Mod. 850 / LTE 1900 / Sectorize AWS&1900 / |  | MIC BO 3YPlan 2023_1A | 3 |  |  | 1xTwin Beam Antenna, | [35 empty] | 6 |  |  |  |  | 377 | 30 | 1 |  | 31 |  |  |  | #N/A | +591 75137341 | 2023-11-06 | 2023-11-07 |  |  | Exp. E6150 |  | 6 | 7 | 13 | 29 | [66 empty] | 1xTwin Beam Antenna, | EXISTING SITE MIXMODE 850/LTE 700/AWS/LTE AWS&1900/ L:CDEFI-> INST : Mod. 850 / LTE 1900 / Sectorize AWS&1900 / New :GH(2-3)
236 | / High Load Cells_Only F1 | 0 | Proyecto Millicom Bolivia 3YPlan 2023 | LAN | Angostura Scz | In Services | -18.1562 | -63.4979 | Rural | El Torno | Andres Ibanez | Santa Cruz | 60 | Selfsupported | PBC6200 | - | 0 | 0 | 3 | 0 | 3 | 0 | 0 | 0 | 6 |  | 1 DUG 20 01-1 DUW 31 01-1 DUS 31 02 | 3 RRU 12 B5 | 3 | 1 DUG 20 01 | 1 | RBS 6601_SHARE | 0 RRU 12 B5 | 0 | 1 DUW 31 01 | 1 | RBS6601 | N/A | 0 | N/A | 0 | N/A | 3 RRUS 11 B12 | 3 | 1 DUS 31 02 | 1 | RBS 6601_SHARE | N/A | 0 | N/A | 0 | N/A | N/A | 0 | N/A | 0 | N/A | 0 | 0 | 0 | 0 | 0 | 6 | Batch 1- Prio 2 |  | 3Y Plan 2024 - Bach 1 | 2024 | GWL | 2024-02-05 | 6 | -Exp. LTE (DF) ; | 0 | 0 | 2 | 0 | 0 | 0 |  | 2 | 6 |  | 0 | 0 | 2 | 0 | 0 | 0 | 0 | 2 | Exp. LTE (DF) ; | ABC | DF | 4 | 1 | 0 | Baseband 6631 | [13 empty] | INST : LTE AWS / |  | MIC BO 3YPlan 2023_1BB_2R_2A | 33 | 1xBaseband 6631, 2xRadio 4415 B66A, |  | 2xAntenna 4pH, | [35 empty] | 8 | [5 empty] | 100 | 2 | 162 | 81 |  |  |  | ACOM | +591 75137341 | [8 empty] | 0 | 14 | [66 empty] | 1xBaseband 6631, 2xRadio 4415 B66A, 2xAntenna 4pH, | EXISTING SITE MIXMODE 850/LTE 700/ L:ABC-> INST : LTE AWS / New :DF
240 | / High Load Cells_Only F1 | 0 | Proyecto Millicom Bolivia 3YPlan 2023 | BAS | Basilio | In Services | -18.1274 | -63.1933 | Rural | La Guardia | Andres Ibanez | Santa Cruz | 60 | Selfsupported | PBC6200 | - | 0 | 0 | 3 | 0 | 3 | 0 | 0 | 0 | 6 |  | 1 DUG 20 01-1 DUW 31 01-1 DUS 31 01 | 3 RRUS 12 B5 | 3 | 1 DUG 20 01 | 1 | RBS6601 Share | 0 RRUS 12 B5 | 0 | 1 DUW 31 01 | 1 | RBS6601 | N/A | 0 | N/A | 0 | N/A | 3 RRUS 11 B12 | 3 | 1 DUS 31 01 | 1 | RBS6601 Share | N/A | 0 | N/A | 0 | N/A | N/A | 0 | N/A | 0 | N/A | 0 | 0 | 0 | 0 | 0 | 6 | Batch 1- Prio 2 |  | 3Y Plan 2024 - Bach 1 | 2024 | GWL | 2024-02-05 | 6 | -Exp. LTE (DEF) ; | 0 | 0 | 3 | 0 | 0 | 0 |  | 3 | 6 |  | 0 | 0 | 3 | 0 | 0 | 0 | 0 | 3 | Exp. LTE (DEF) ; | ABC | DEF | 28 | 1 | 0 | Baseband 6631 | [13 empty] | INST : LTE AWS / |  | MIC BO 3YPlan 2023_1BB_3R_3A | 30 | 1xBaseband 6631, 3xRadio 4415 B66A, |  | 3xAntenna 4pH, | [27 empty] | 12 | [7 empty] | 12 | [5 empty] | 100 | 3 | 243 | 81 |  |  |  | ACOM | +591 71369827 | [8 empty] | 0 | 14 | [66 empty] | 1xBaseband 6631, 3xRadio 4415 B66A, 3xAntenna 4pH, | EXISTING SITE MIXMODE 850/LTE 700/ L:ABC-> INST : LTE AWS / New :DEF
241 | / High Load Cells_Only F1 | 0 | Proyecto Millicom Bolivia 3YPlan 2023 | AGT | Angostura Tx | In Services | -18.1245 | -63.4711 | Rural | El Torno | Andres Ibanez | Santa Cruz | 40 | Selfsupported | RBS6101 | - | 0 | 0 | 3 | 0 | 3 | 0 | 0 | 0 | 6 |  | 1 DUG 20 01-1 DUW 31 01-1 DUS 31 02 | 3 RRUS 01B5 G | 3 | 1 DUG 20 01 | 1 | RBS 6101 | 0 RRUS 01B5 W | 3 | 1 DUW 31 01 | 1 | RBS 6101 | N/A | 0 | N/A | 0 | N/A | 3 RRUS 11 B12 | 3 | 1 DUS 31 02 | 1 | RBS 6101 | N/A | 0 | N/A | 0 | N/A | N/A | 0 | N/A | 0 | N/A | 0 | 0 | 0 | 0 | 0 | 9 | Batch 1- Prio 2 |  | 3Y Plan 2024 - Bach 1 | 2024 | GWL | 2024-02-05 | 6 | -Exp. LTE (DEF) ; | 0 | 0 | 3 | 0 | 0 | 0 |  | 3 | 9 |  | 0 | 0 | 3 | 0 | 0 | 0 | 0 | 3 | Exp. LTE (DEF) ; | ABC | DEF | 28 | 1 | 0 | Baseband 6631 | [13 empty] | INST : LTE AWS / |  | MIC BO 3YPlan 2023_1BB_3R_3A | 30 | 1xBaseband 6631, 3xRadio 4415 B66A, |  | 3xAntenna 4pH, | [27 empty] | 12 | [7 empty] | 12 | [5 empty] | 70 | 3 | 177 | 59 |  |  |  | SERTERO | +591 71369827 | [8 empty] | 0 | 14 | [66 empty] | 1xBaseband 6631, 3xRadio 4415 B66A, 3xAntenna 4pH, | EXISTING SITE MIXMODE 850/LTE 700/ L:ABC-> INST : LTE AWS / New :DEF
242 | / High Load Cells_Only F1 | 0 | Proyecto Millicom Bolivia 3YPlan 2023 | CRU | 3 Cruces | In Services | -17.6187 | -62.226 | Rural | Pailon | Chiquitos | Santa Cruz | 40 | Selfsupported | PBC6200 | - | 3 | 3 | 0 | 0 | 3 | 0 | 0 | 0 | 9 |  | 1 DUG 20 01-1 DUW 31 01-1 DUS 31 02 | 3 RRU 12 B5 | 3 | 1 DUG 20 01 | 1 | RBS 6601_SHARE | 3 RRU 12 B5 | 3 | 1 DUW 31 01 | 1 | RBS6601 | N/A | 0 | N/A | 0 | N/A | 3 RRUS 11 B12 | 3 | 1 DUS 31 02 | 1 | RBS6601_SHARE | N/A | 0 | N/A | 0 | N/A | N/A | 0 | N/A | 0 | N/A | 0 | 0 | 0 | 0 | 0 | 9 | Batch 1- Prio 2 |  | 3Y Plan 2024 - Bach 1 | 2024 | GWL | 2024-02-05 | 6 | -Exp. LTE (DEF) ; | 0 | 0 | 3 | 0 | 0 | 0 |  | 3 | 9 | NO EPA | 0 | 0 | 3 | 0 | 0 | 0 | 0 | 3 | Exp. LTE (DEF) ; | ABC | DEF | 28 | 1 | 0 | Baseband 6631 | [13 empty] | INST : LTE AWS / |  | MIC BO 3YPlan 2023_1BB_3R_3A | 30 | 1xBaseband 6631, 3xRadio 4415 B66A, |  | 3xAntenna 4pH, | [27 empty] | 12 | [7 empty] | 12 | [5 empty] | 70 | 3 | 177 | 59 |  |  |  | ACOM | +591 75137341 | [8 empty] | 0 | 14 | [66 empty] | 1xBaseband 6631, 3xRadio 4415 B66A, 3xAntenna 4pH, | EXISTING SITE 2G/3G 850/LTE 700/ L:ABC-> INST : LTE AWS / New :DEF
244 | / High Load Cells_Only F1 | 0 | Proyecto Millicom Bolivia 3YPlan 2023 | CND | Canandoa | In Services | -16.4041 | -63.8633 | Rural | Sara | Sara | Santa Cruz | 60 | Selfsupported | RBS6101 | - | 3 | 3 | 0 | 0 | 3 | 0 | 0 | 0 | 9 |  | 1 DUG 20 01-1 DUW 31 01-1 DUS 31 02 | 3 RRU 12 B5 | 3 | 1 DUG 20 01 | 1 | RBS 6601_SHARE | 3 RRU 01 B5 | 3 | 1 DUW 31 01 | 1 | RBS 6601_SHARE | N/A | 0 | N/A | 0 | N/A | 3 RRUS 11 B12 | 3 | 1 DUS 31 02 | 1 | RBS6601_SHARE | N/A | 0 | N/A | 0 | N/A | N/A | 0 | N/A | 0 | N/A | 0 | 0 | 0 | 0 | 0 | 9 | Batch 1- Prio 2 |  | 3Y Plan 2024 - Bach 1 | 2024 | GWL | 2024-02-05 | 6 | -Exp. LTE (DEF) ; | 0 | 0 | 3 | 0 | 0 | 0 |  | 3 | 9 |  | 0 | 0 | 3 | 0 | 0 | 0 | 0 | 3 | Exp. LTE (DEF) ; | ABC | DEF | 28 | 1 | 0 | Baseband 6631 | [13 empty] | INST : LTE AWS / |  | MIC BO 3YPlan 2023_1BB_3R_3A | 30 | 1xBaseband 6631, 3xRadio 4415 B66A, |  | 3xAntenna 4pH, | [27 empty] | 12 | [7 empty] | 12 | [5 empty] | 100 | 3 | 243 | 81 |  |  |  | ACOM | +591 75137341 | [8 empty] | 0 | 14 | [66 empty] | 1xBaseband 6631, 3xRadio 4415 B66A, 3xAntenna 4pH, | EXISTING SITE 2G/3G 850/LTE 700/ L:ABC-> INST : LTE AWS / New :DEF
245 | 0 | RO 2022 Capacity H2 | Proyecto Millicom Bolivia 3YPlan 2023 | BSR | B. Sirari | In Services | -17.8417 | -63.1813 | Urban | Santa Cruz de la Sierra | Andres Ibanez | Santa Cruz | 25 | Selfsupported | RBS6101 | - | 3 | 3 | 0 | 0 | 0 | 1 | 0 | 2 | 9 |  | 1 DUG 20 01-1 DUW 31 01-1 BB 5212 L | 3 RRUS 01 B5 | 3 | 1 DUG 20 01 | 1 | RBS6601 Share | 3 RRUS 01 B5 | 3 | 1 DUW 31 01 | 1 | RBS6601 Share | N/A | 0 | N/A | 0 | N/A | N/A | 0 | N/A | 0 | N/A | 1 RRUS 11 B4 | 1 | 1 BB 5212 L | 1 | RBS6601 Share | N/A | 0 | N/A | 0 | N/A | 2 R 4499 B2 B66A | 2 | 1 BB 5212 L | 1 | RBS6601 Share | 9 | Batch 1 Prio 3 |  | 3Y Plan 2024 - Bach 1 | 2024 | GWL | 2024-02-05 | 6 | -Exp. LTE (BGHI) ; MIMO4 LTE (DEF) ; | 0 | 0 | 0 | 1 | 1 | 0 |  | 2 | 9 |  | 0 | 0 | 1 | 0 | 0 | 0 | 0 | 2 | Exp. LTE (BGHI) ; MIMO4 LTE (DEF) ; | DEFGH | BI | 1 | 1 | 0 | Baseband 6631 | [13 empty] | INST : LTE 700 / LTE 1900 / |  | MIC BO 3YPlan 2023_1BB_2R_2A | 33 | 1xBaseband 6631, 1xRadio 4499 44B2/25 44B66A, 1xRadio 4478 B12A, |  | 1xAntenna 4pH, 1xAntenna 4pL4pH , | [27 empty] | 8 | [7 empty] | 6 | 2 |  |  |  |  | 50 | 2 | 84 | 42 |  |  |  | #N/A | +591 71369827 | [8 empty] | 0 | 14 | [66 empty] | 1xBaseband 6631, 1xRadio 4499 44B2/25 44B66A, 1xRadio 4478 B12A, 1xAntenna 4pH | EXISTING SITE 2G/3G 850/AWS/LTE AWS&1900/ L:DEFGH-> INST : LTE 700 / LTE 1900 / New :BI
254 | / LTE RO 2019 Coverage Co-Located | 0 | Proyecto Millicom Bolivia 3YPlan 2023 | RFO | Reforma | In Services | -17.2607 | -63.0308 | Rural | Warnes | Warnes | Santa Cruz | 60 | Selfsupported | Enclosure 6150 | - | 3 | 0 | 0 | 0 | 3 | 0 | 0 | 0 | 6 |  | 1 DUG 20 01-1 DUS 31 02 | 3 RRUS 01B5 G | 3 | 1 DUG 20 01 | 1 | RBS 6601 | N/A | 0 | N/A | 0 | N/A | N/A | 0 | N/A | 0 | N/A | 3 RRUS 11 B12 | 3 | 1 DUS 31 02 | 1 | RBS 6601 | N/A | 0 | N/A | 0 | N/A | N/A | 0 | N/A | 0 | N/A | 0 | 0 | 0 | 0 | 0 | 6 | Batch 1- Prio 2 |  | 3Y Plan 2024 - Bach 1 | 2024 | GL | 2024-02-05 | 6 | -Exp. LTE (DEF) ; | 0 | 0 | 3 | 0 | 0 | 0 |  | 3 | 6 | 3 | 0 | 0 | 1 | 0 | 0 | 0 | 0 | 1 | Exp. LTE (DEF) ; | ABC | DEF | 28 | 1 | 0 | Baseband 6631 | [13 empty] | INST : LTE AWS / |  | MIC BO 3YPlan 2023_1BB_3R_1A | 2 | 1xBaseband 6631, 3xRadio 4415 B66A, |  | 1xAntenna 4pH, | [27 empty] | 4 | [7 empty] | 12 | [5 empty] | 100 | 3 | 243 | 81 |  |  |  | ACOM | +591 75137341 | [8 empty] | 0 | 14 | [66 empty] | 1xBaseband 6631, 3xRadio 4415 B66A, 1xAntenna 4pH, | EXISTING SITE 2G/LTE 700/ L:ABC-> INST : LTE AWS / New :DEF
369 | 0 | 0 | Proyecto Millicom Bolivia 3YPlan 2023 | BHC | B. Heroes Del Chaco | In Services | -17.802 | -63.1426 | Urban | Santa Cruz de la Sierra | Andres Ibanez | Santa Cruz | 25 | Selfsupported | PBC6200 | - | 3 | 3 | 0 | 3 | 0 | 3 | 0 | 0 | 12 |  | 1 DUG 20 01-1 DUW 31 01-1 DUW 31 01-1 BB 5212 L | 3 RRUS 12 B5 | 3 | 1 DUG 20 01 | 1 | RBS6601 Share | 3 RRUS 01 B5 | 3 | 1 DUW 31 01 | 1 | RBS6601 Share | 3 RRUS 01 B2 W | 3 | 1 DUW 31 01 | 1 | RBS6601 Share | N/A | 0 | N/A | 0 | N/A | 3 RRUS 32 B4 | 3 | 1 BB 5212 L | 1 | RBS6601 Share | N/A | 0 | N/A | 0 | N/A | 0 | 0 | 0 | 0 | 0 | 12 | Batch 1_Prio 4 |  | 3Y Plan 2024 - Bach 1 | 2024 | GWL | 2024-02-05 | 6 | -Mod. 850 (1-2-3) ; Exp. LTE (ABCGHI) ; | 3 | 3 | 0 | 0 | 2 | 0 |  | 8 | 12 |  | 0 | 0 | 0 | 0 | 3 | 0 | 0 | 3 | Mod. 850 (1-2-3) ; Exp. LTE (ABCGHI) ; | DEF | ABCGHI(1-2-3) | 1 | 1 | 0 | Baseband 6631 | [13 empty] | INST : Mod. 850 / LTE 700 / LTE 1900 / |  | MIC BO 3YPlan 2023_1BB_8R_3A | 1 | 1xBaseband 6631, 3xRadio 2219 B5, 3xRadio 4415 B2/25, 2xRadio 4478 B12A, |  | 3xAntenna 4pL4pH , | [29 empty] | 12 | [5 empty] | 24 | 2 |  |  |  |  | 50 | 8 | 336 | 42 |  |  |  | #N/A | +591 71369827 | [8 empty] | 0 | 14 | [66 empty] | 1xBaseband 6631, 3xRadio 2219 B5, 3xRadio 4415 B2/25, 2xRadio 4478 B12A, 3xAntenna 4pL4pH , | EXISTING SITE 2G/3G 850/3G 1900/AWS/ L:DEF-> INST : Mod. 850 / LTE 700 / LTE 1900 / New :ABCGHI(1-2-3)
486 | / High Load Cells_Only F1 | 0 | Proyecto Millicom Bolivia 3YPlan 2023 | SJO | San Jose Chiquitos | In Services | -17.8451 | -60.7356 | Rural | San Jose de Chiquitos | Chiquitos | Santa Cruz | 40 | Selfsupported | PBC6200 | - | 3 | 3 | 0 | 0 | 3 | 3 | 0 | 0 | 12 |  | 1 DUG 20 01-1 DUW 41 01-1 DUS 31 02 | 3 RRU 12 B5 | 3 | 1 DUG 20 01 | 1 | RBS 6601_SHARE | 3 RRU 01 B5 | 3 | 1 DUW 41 01 | 1 | RBS6601 | N/A | 0 | N/A | 0 | N/A | 3 RRUS 11 B12 | 3 | 1 DUS 31 02 | 1 | RBS6601_SHARE | 3 RRU 11 B4 | 3 | 0 DUS 31 02 | 0 | RBS6601_SHARE | N/A | 0 | N/A | 0 | N/A | 0 | 0 | 0 | 0 | 0 | 12 | Batch 1- Prio 2 |  | 3Y Plan 2024 - Bach 1 | 2024 | GWL | 2024-02-05 | 6 | -Mod. 850 (3) ; Exp. LTE (HI) ; MIMO4 LTE (EF) ; | 1 | 0 | 0 | 2 | 0 | 0 |  | 3 | 12 |  | 0 | 0 | 2 | 0 | 0 | 0 | 0 | 2 | Mod. 850 (3) ; Exp. LTE (HI) ; MIMO4 LTE (EF) ; | ABCDEF | HI(3) | 1 | 1 | 0 | Baseband 6631 | [13 empty] | INST : Mod. 850 / LTE 1900 / |  | MIC BO 3YPlan 2023_1BB_3R_2A | 6 | 1xBaseband 6631, 1xRadio 2219 B5, 2xRadio 4499 44B2/25 44B66A, |  | 2xAntenna 4pH, | [35 empty] | 10 | [5 empty] | 70 | 3 | 177 | 59 |  |  |  | ACOM | +591 75137341 | [8 empty] | 0 | 14 | [66 empty] | 1xBaseband 6631, 1xRadio 2219 B5, 2xRadio 4499 44B2/25 44B66A, 2xAntenna 4pH, | EXISTING SITE 2G/3G 850/LTE 700/AWS/ L:ABCDEF-> INST : Mod. 850 / LTE 1900 / New :HI(3)
229 | / High Load Cells_Only F1 | 0 | Proyecto Millicom Bolivia 3YPlan 2023 | BEL | La Belgica | In Services | -17.5707 | -63.229 | Rural | Colpa Belgica | Sara | Santa Cruz | 60 | Selfsupported | PBC6200 | - | 3 | 3 | 0 | 0 | 1 | 1 | 0 | 0 | 8 |  | 1 DUG 20 01-1 DUW 31 01-1 DUS 31 02 | 3 RRUS 12 B5 G | 3 | 1 DUG 20 01 | 1 | RBS 6601_SHARE | 3 RRUS 01 B5 W | 3 | 1 DUW 31 01 | 1 | RBS6601 | N/A | 0 | N/A | 0 | N/A | 1 RRUS 11 B12 | 1 | 1 DUS 31 02 | 1 | RBS6601_SHARE | 1 RRU 11 B4 | 1 | 0 DUS 31 02 | 0 | RBS6601_SHARE | N/A | 0 | N/A | 0 | N/A | 0 | 0 | 0 | 0 | 0 | 8 | Batch 1- Prio 2 |  | 3Y Plan 2024 - Bach 1 | 2024 | GWL | 2024-02-08 | 6 | -Mod. 850 (1) ; Exp. LTE (G) ; MIMO4 LTE (D) ; | 1 | 0 | 0 | 1 | 0 | 0 |  | 2 | 8 |  | 0 | 0 | 1 | 0 | 0 | 0 | 0 | 1 | Mod. 850 (1) ; Exp. LTE (G) ; MIMO4 LTE (D) ; | AD | G(1) | 2 | 1 | 0 | Baseband 6631 | [13 empty] | INST : Mod. 850 / LTE 1900 / |  | MIC BO 3YPlan 2023_1BB_2R_1A | 8 | 1xBaseband 6631, 1xRadio 2219 B5, 1xRadio 4499 44B2/25 44B66A, |  | 1xAntenna 4pH, | [35 empty] | 6 | [5 empty] | 100 | 2 | 162 | 81 |  |  |  | ACOM | +591 75137341 | [8 empty] | 0 | 14 | [66 empty] | 1xBaseband 6631, 1xRadio 2219 B5, 1xRadio 4499 44B2/25 44B66A, 1xAntenna 4pH, | EXISTING SITE 2G/3G 850/LTE 700/AWS/ L:AD-> INST : Mod. 850 / LTE 1900 / New :G(1)
238 | / High Load Cells_Only F1 | RO 2022 Capacity H2 | Proyecto Millicom Bolivia 3YPlan 2023 | CPI | Colonia Pirai | In Services | -16.5279 | -63.7145 | Rural | San Pedro | Obispo Santisteban | Santa Cruz | 72 | Guyed | PBC6200 | - | 0 | 0 | 3 | 0 | 3 | 1 | 0 | 0 | 7 |  | 1 DUG 20 01-1 DUW 31 01-1 DUS 31 02 | 3 RRU 12 B5 | 3 | 1 DUG 20 01 | 1 | RBS 6601_SHARE | 0 RRU 12 B5 | 0 | 1 DUW 31 01 | 0 | RBS 6601 | N/A | 0 | N/A | 0 | N/A | 3 RRUS 11 B12 | 3 | 1 DUS 31 02 | 1 | RBS6601_SHARE | 1 R 4415B66A | 1 | 0 DUS 31 02 | 0 | RBS6601_SHARE | N/A | 0 | N/A | 0 | N/A | 0 | 0 | 0 | 0 | 0 | 7 | Batch 1- Prio 2 |  | 3Y Plan 2024 - Bach 1 | 2024 | GWL | 2024-02-08 | 6 | -Exp. LTE (EF) ; | 0 | 0 | 2 | 0 | 0 | 0 |  | 2 | 7 |  | 0 | 0 | 2 | 0 | 0 | 0 | 0 | 2 | Exp. LTE (EF) ; | ABCD | EF | 9 | 1 | 0 | Baseband 6631 | [13 empty] | INST : LTE AWS / |  | MIC BO 3YPlan 2023_1BB_2R_2A | 33 | 1xBaseband 6631, 2xRadio 4415 B66A, |  | 2xAntenna 4pH, | [27 empty] | 8 | [7 empty] | 8 | [5 empty] | 100 | 2 | 190 | 95 |  |  |  | ACOM | +591 75137341 | [8 empty] | 0 | 14 | [66 empty] | 1xBaseband 6631, 2xRadio 4415 B66A, 2xAntenna 4pH, | EXISTING SITE MIXMODE 850/LTE 700/AWS/ L:ABCD-> INST : LTE AWS / New :EF
246 | RO 2022 H1 New Sites | RO 2022 Capacity H2 | Proyecto Millicom Bolivia 3YPlan 2023 | ASG4 | Guarayos 4 | In Services | -15.90436 | -63.17807 | Rural | Ascención de Guarayos | Guarayos | Santa Cruz | 40 | Selfsupported | Enclosure 6150 | 0 | 0 | 3 | 0 | 0 | 2 | 1 | 0 | 0 | 6 |  | 1 BB 6630 WL | N/A | 0 | N/A | 0 | N/A | 3 R 2219 B5 | 3 | 1 BB 6630 WL | 1 | RBS 6630 | N/A | 0 | N/A | 0 | N/A | 2 R 4478 B12A | 2 | 0 BB 6630 WL | 0 | RBS 6630 | 1 R 4415 B66A | 1 | 0 BB 6630 WL | 0 | RBS 6630 | N/A | 0 | N/A | 0 | N/A | N/A | 0 | N/A | 0 | N/A | 6 | Batch 1- Prio 1 | OK-BTJ | 3Y Plan 2024 - Bach 1 | 2024 | WL | 2024-02-08 | 6 | WL-01-Exp. LTE (EF) ; | 0 | 0 | 2 | 0 | 0 | 0 |  | 2 | 6 |  | 0 | 0 | 0 | 0 | 0 | 0 | 0 | 0 | Exp. LTE (EF) ; | ABCD | EF | 9 | 0 | 0 | Keep BB 6630 |  |  |  | WL-01 | [9 empty] | INST : LTE AWS / |  | MIC BO 3YPlan 2023_2R | 10 | 2xRadio 4415 B66A, | [29 empty] | 0 | [7 empty] | 8 |  |  |  |  | 17 | 70 | 2 | 118 | 59 |  |  |  | ACOM | +591 71369827 | 2024-03-18 | 2024-03-21 |  |  | Exp. E6150 |  | 40 | 4 | 44 | 63 | 70 |  |  |  |  | 0 | 0 | 0 | 0 | 0 | [56 empty] | 2xRadio 4415 B66A, | EXISTING SITE 3G 850/LTE 700/AWS/ L:ABCD-> INST : LTE AWS / New :EF
253 | RO 2022 H1 New Sites | 0 | Proyecto Millicom Bolivia 3YPlan 2023 | CON3 | Concepcion 3 | In Services | -16.1497 | -62.0189 | Rural | Concepcion | Nuflo de Chavez | Santa Cruz | 40 | Selfsupported | Enclosure 6150 | - | 0 | 3 | 0 | 0 | 2 | 0 | 0 | 0 | 5 |  | 1 BB 6630 WL | N/A | 0 | N/A | 0 | N/A | 3 R 2219 B5 | 3 | 1 BB 6630 WL | 1 | RBS 6630 | N/A | 0 | N/A | 0 | N/A | 2 R 4478 B12A | 2 | 0 BB 6630 WL | 0 | RBS 6630 | N/A | 0 | N/A | 0 | N/A | N/A | 0 | N/A | 0 | N/A | N/A | 0 | N/A | 0 | N/A | 5 | Batch 1- Prio 2 |  | 3Y Plan 2024 - Bach 1 | 2024 | WL | 2024-02-08 | 6 | -Exp. LTE (DEF) ; | 0 | 0 | 3 | 0 | 0 | 0 |  | 3 | 5 | 3 | 0 | 0 | 0 | 0 | 0 | 0 | 0 | 0 | Exp. LTE (DEF) ; | ABC | DEF | 28 | 1 | 0 | Baseband 6631 | [13 empty] | INST : LTE AWS / |  | MIC BO 3YPlan 2023_1BB_3R | 7 | 1xBaseband 6631, 3xRadio 4415 B66A, | [29 empty] | 0 | [7 empty] | 12 | [5 empty] | 70 | 3 | 177 | 59 |  |  |  | ACOM | +591 71369827 | [8 empty] | 0 | 14 | [66 empty] | 1xBaseband 6631, 3xRadio 4415 B66A, | EXISTING SITE 3G 850/LTE 700/ L:ABC-> INST : LTE AWS / New :DEF
258 | 0 | Lista CF | Proyecto Millicom Bolivia 3YPlan 2023 | CN2 | Condominios Norte 2 | In Services | -17.6923 | -63.1658 | Rural | Villa Sanchez | Villa Sanchez | Santa Cruz | 25 | Selfsupported | Enclosure 6150 | - | 0 | 3 | 0 | 0 | 3 | 0 | 0 | 0 | 6 |  | 1 BB 6630 WL | N/A | 0 | N/A | 0 | N/A | 3 R 2219 B5 W | 3 | 1 BB 6630 WL | 1 | RBS 6630 | N/A | 0 | N/A | 0 | N/A | 3 R 4478 B12A | 3 | 0 BB 6630 WL | 0 | RBS 6630 | N/A | 0 | N/A | 0 | N/A | N/A | 0 | N/A | 0 | N/A | N/A | 0 | N/A | 0 | N/A | 6 | Batch 1- Prio 2 |  | 3Y Plan 2024 - Bach 1 | 2024 | WL | 2024-02-08 | 6 | -Exp. LTE (DEF) ; | 0 | 0 | 3 | 0 | 0 | 0 |  | 3 | 6 | 3 | 0 | 0 | 0 | 0 | 0 | 0 | 0 | 0 | Exp. LTE (DEF) ; | ABC | DEF | 28 | 0 | 0 | [14 empty] | INST : LTE AWS / |  | MIC BO 3YPlan 2023_3R | 6 | 3xRadio 4415 B66A, | [29 empty] | 0 | [7 empty] | 12 | [5 empty] | 50 | 3 | 126 | 42 |  |  |  | ACOM | +591 75137341 | [8 empty] | 0 | 14 | [66 empty] | 3xRadio 4415 B66A, | EXISTING SITE 3G 850/LTE 700/ L:ABC-> INST : LTE AWS / New :DEF
265 | / 3G Coverage Co-Located H1 2020/High Load Cells_Only F1 | 0 | Proyecto Millicom Bolivia 3YPlan 2023 | TSA | Tx San Antonio | In Services | -16.4131 | -60.9826 | Rural | San Ignacio de Velasco | Velasco | Santa Cruz | 60 | Selfsupported | PBC6200 | - | 0 | 0 | 1 | 0 | 3 | 0 | 0 | 0 | 4 |  | 1 DUG 20 01-1 DUW 31 01-1 DUS 31 02 | 1 RRU 12 B5 | 1 | 1 DUG 20 01 | 1 | RBS6601 | 0 RRU 12 B5 GW | 0 | 1 DUW 31 01 | 1 | RBS6601 | N/A | 0 | N/A | 0 | N/A | 3 RRUS 11 B12 | 3 | 1 DUS 31 02 | 1 | RBS6601 | N/A | 0 | N/A | 0 | N/A | N/A | 0 | N/A | 0 | N/A | 0 | 0 | 0 | 0 | 0 | 4 | Batch 1- Prio 2 |  | 3Y Plan 2024 - Bach 1 | 2024 | GWL | 2024-02-08 | 6 | -Exp. LTE (D) ; | 0 | 0 | 1 | 0 | 0 | 0 |  | 1 | 4 |  | 0 | 0 | 1 | 0 | 0 | 0 | 0 | 1 | Exp. LTE (D) ; | ABC | D | 2 | 1 | 0 | Baseband 6631 | [13 empty] | INST : LTE AWS / |  | MIC BO 3YPlan 2023_1BB_1R_1A | 11 | 1xBaseband 6631, 1xRadio 4415 B66A, |  | 1xAntenna 4pH, | [35 empty] | 4 | [5 empty] | 100 | 1 | 81 | 81 |  |  |  | ACOM | +591 75137341 | [8 empty] | 0 | 14 | [66 empty] | 1xBaseband 6631, 1xRadio 4415 B66A, 1xAntenna 4pH, | EXISTING SITE MIXMODE 850/LTE 700/ L:ABC-> INST : LTE AWS / New :D
270 | / High Load Cells_Only F1 | 0 | Proyecto Millicom Bolivia 3YPlan 2023 | YCS | Cerro Yacuses | In Services | -19.0084 | -58.2233 | Rural | Puerto Suarez | German Busch | Santa Cruz | 50 | Selfsupported | RBS6101 | - | 0 | 0 | 3 | 0 | 3 | 0 | 0 | 0 | 6 |  | 1 DUG 20 01-1 DUW 31 01-1 DUS 31 02 | 3 RRUS 01 B5 GW | 3 | 1 DUG 20 01 | 1 | RBS 6101 | 0 RRUS 01B5 GW | 0 | 1 DUW 31 01 | 1 | RBS 6101 | N/A | 0 | N/A | 0 | N/A | 3 RRUS 11 B12 | 3 | 1 DUS 31 02 | 1 | RBS 6101 | N/A | 0 | N/A | 0 | N/A | N/A | 0 | N/A | 0 | N/A | 0 | 0 | 0 | 0 | 0 | 6 | Batch 1- Prio 2 |  | 3Y Plan 2024 - Bach 1 | 2024 | GWL | 2024-02-08 | 6 | -Exp. LTE (EF) ; | 0 | 0 | 2 | 0 | 0 | 0 |  | 2 | 6 |  | 0 | 0 | 2 | 0 | 0 | 0 | 0 | 2 | Exp. LTE (EF) ; | ABC | EF | 9 | 1 | 0 | Baseband 6631 | [13 empty] | INST : LTE AWS / |  | MIC BO 3YPlan 2023_1BB_2R_2A | 33 | 1xBaseband 6631, 2xRadio 4415 B66A, |  | 2xAntenna 4pH, | [35 empty] | 8 | [5 empty] | 100 | 2 | 140 | 70 |  |  |  | ACOM | +591 71369827 | [8 empty] | 0 | 14 | [66 empty] | 1xBaseband 6631, 2xRadio 4415 B66A, 2xAntenna 4pH, | EXISTING SITE MIXMODE 850/LTE 700/ L:ABC-> INST : LTE AWS / New :EF
418 | RO 2021 - LTE Capacity H2-P1 / High Load Cells_Only F1 | 0 | Proyecto Millicom Bolivia 3YPlan 2023 | UAQ | Urb. Aqualand | In Services | -17.634 | -63.1604 | Urban | Warnes | Warnes | Santa Cruz | 40 | Selfsupported | RBS6101 | - | 3 | 3 | 0 | 0 | 3 | 2 | 0 | 0 | 11 |  | 1 DUG 20 01-1 BB 6630 WL | 3 RRUS01B5 | 3 | 1 DUG 20 01 | 1 | RBS 6101 | 3 RRUS01B5 | 3 | 1 BB 6630 WL | 1 | RBS 6630 | N/A | 0 | N/A | 0 | N/A | 3 RRUS 11 B12 | 3 | 0 BB 6630 WL | 0 | RBS 6630 | 1 R 4415 B66A ; 1 RRUS 32 B4 | 2 | 0 BB 6630 WL | 0 | RBS 6630 | N/A | 0 | N/A | 0 | N/A | 0 | 0 | 0 | 0 | 0 | 11 | Batch 1_Prio 4 |  | 3Y Plan 2024 - Bach 1 | 2024 | GWL | 2024-02-08 | 6 | -Mod. 850 (3) ; Exp. LTE (EGI) ; | 1 | 2 | 1 | 0 | 0 | 0 |  | 4 | 11 |  | 0 | 0 | 3 | 0 | 0 | 0 | 0 | 3 | Mod. 850 (3) ; Exp. LTE (EGI) ; | ABCDF | EGI(3) | 1 | 0 | 0 | [14 empty] | INST : Mod. 850 / LTE 1900 / LTE AWS / |  | MIC BO 3YPlan 2023_4R_3A | 11 | 1xRadio 2219 B5, 2xRadio 4415 B2/25, 1xRadio 4415 B66A, |  | 3xAntenna 4pH, | [35 empty] | 14 | [5 empty] | 70 | 4 | 236 | 59 |  |  |  | #N/A | +591 75137341 | [8 empty] | 0 | 14 | [66 empty] | 1xRadio 2219 B5, 2xRadio 4415 B2/25, 1xRadio 4415 B66A, 3xAntenna 4pH, | EXISTING SITE 2G/3G 850/LTE 700/AWS/ L:ABCDF-> INST : Mod. 850 / LTE 1900 / LTE AWS / New :EGI(3)
453 | RO 2022 H1 New Sites | 0 | Proyecto Millicom Bolivia 3YPlan 2023 | BAL5 | Balcon 5 | In Services | -17.9045 | -63.2637 | Urbano | La Guardia | La Guardia | Santa Cruz | 45 | Selfsupported | Enclosure 6150 | - | 0 | 3 | 0 | 0 | 2 | 0 | 0 | 0 | 5 |  | 1 BB 6630 WL | N/A | 0 | N/A | 0 | N/A | 3 R 2219 B5 | 3 | 1 BB 6630 WL | 1 | RBS 6630 | N/A | 0 | N/A | 0 | N/A | 2 R 4478 B12A | 2 | 0 BB 6630 WL | 0 | RBS 6630 | N/A | 0 | N/A | 0 | N/A | N/A | 0 | N/A | 0 | N/A | N/A | 0 | N/A | 0 | N/A | 5 | Batch 1- Prio 2 |  | 3Y Plan 2024 - Bach 1 | 2024 | WL | 2024-02-08 | 6 | -Exp. LTE (DEF) ; | 0 | 0 | 3 | 0 | 0 | 0 |  | 3 | 5 | 3 | 0 | 0 | 0 | 0 | 0 | 0 | 0 | 0 | Exp. LTE (DEF) ; | ABC | DEF | 28 | 1 | 0 | Baseband 6631 | [13 empty] | INST : LTE AWS / |  | MIC BO 3YPlan 2023_1BB_3R | 7 | 1xBaseband 6631, 3xRadio 4415 B66A, | [29 empty] | 0 | [7 empty] | 12 | [5 empty] | 70 | 3 | 192 | 64 |  |  |  | ACOM | +591 71369827 | [8 empty] | 0 | 14 | [66 empty] | 1xBaseband 6631, 3xRadio 4415 B66A, | EXISTING SITE 3G 850/LTE 700/ L:ABC-> INST : LTE AWS / New :DEF
216 | 0 | 0 | Proyecto Millicom Bolivia 3YPlan 2023 | NUR | NUR | In Services | -17.7673 | -63.1836 | Urban | Santa Cruz de la Sierra | Andres Ibanez | Santa Cruz | 25 | Selfsupported | RBS6101 | - | 3 | 3 | 0 | 3 | 0 | 3 | 0 | 0 | 12 |  | 1 DUG 20 01-1 DUW 31 01-1 DUW 31 01-1 DUS 31 02 | 3 RRUS 12 B5 | 3 | 1 DUG 20 01 | 1 | RBS6601_SHARE | 3 RRUS 01 B5 | 3 | 1 DUW 31 01 | 1 | RBS6601 | 3 RRUS 01 B2 | 3 | 1 DUW 31 01 | 1 | RBS6601 | N/A | 0 | N/A | 0 | N/A | 3 RRUS 32 B4 | 3 | 1 DUS 31 02 | 1 | RBS6601_SHARE | N/A | 0 | N/A | 0 | N/A | 0 | 0 | 0 | 0 | 0 | 12 | Batch 1- Prio 2 |  | 3Y Plan 2024 - Bach 1 | 2024 | GWL | 2024-02-14 | 7 | -Mod. 850 (1-2) ; Exp. LTE (GHI) ; | 2 | 3 | 0 | 0 | 0 | 0 |  | 5 | 12 |  | 0 | 0 | 3 | 0 | 0 | 0 | 0 | 3 | Mod. 850 (1-2) ; Exp. LTE (GHI) ; | DEF | GHI(1-2) | 2 | 1 | 0 | Baseband 6631 | [13 empty] | INST : Mod. 850 / LTE 1900 / |  | MIC BO 3YPlan 2023_1BB_5R_3A | 15 | 1xBaseband 6631, 2xRadio 2219 B5, 3xRadio 4415 B2/25, |  | 3xAntenna 4pH, | [27 empty] | 6 |  | 6 | [5 empty] | 16 | [5 empty] | 50 | 5 | 210 | 42 |  |  |  | ACOM | +591 71369827 | [8 empty] | 0 | 14 | [66 empty] | 1xBaseband 6631, 2xRadio 2219 B5, 3xRadio 4415 B2/25, 3xAntenna 4pH, | EXISTING SITE 2G/3G 850/3G 1900/AWS/ L:DEF-> INST : Mod. 850 / LTE 1900 / New :GHI(1-2)
237 | / High Load Cells_Only F1 | 0 | Proyecto Millicom Bolivia 3YPlan 2023 | HAR | Hardeman | In Services | -16.6779 | -63.6154 | Rural | San Pedro | Obispo Santisteban | Santa Cruz | 60 | Selfsupported | PBC6200 | - | 0 | 0 | 3 | 0 | 3 | 0 | 0 | 0 | 6 |  | 1 DUG 20 01-1 DUW 31 01-1 DUS 31 02 | 3 RRUS 12 B5 | 3 | 1 DUG 20 01 | 1 | RBS 6601_SHARE | 0 MIX MODE 1 RRUS 12 B5 | 1 | 1 DUW 31 01 | 1 | RBS 6601 | N/A | 0 | N/A | 0 | N/A | 3 RRUS 11 B12 | 3 | 1 DUS 31 02 | 1 | RBS6601 | N/A | 0 | N/A | 0 | N/A | N/A | 0 | N/A | 0 | N/A | 0 | 0 | 0 | 0 | 0 | 7 | Batch 1- Prio 2 |  | 3Y Plan 2024 - Bach 1 | 2024 | GWL | 2024-02-14 | 7 | -Exp. LTE (DEF) ; | 0 | 0 | 3 | 0 | 0 | 0 |  | 3 | 7 |  | 0 | 0 | 3 | 0 | 0 | 0 | 0 | 3 | Exp. LTE (DEF) ; | ABC | DEF | 28 | 1 | 0 | Baseband 6631 | [13 empty] | INST : LTE AWS / |  | MIC BO 3YPlan 2023_1BB_3R_3A | 30 | 1xBaseband 6631, 3xRadio 4415 B66A, |  | 3xAntenna 4pH, | [27 empty] | 12 | [7 empty] | 12 | [5 empty] | 100 | 3 | 243 | 81 |  |  |  | SERTERO | +591 75137341 | [8 empty] | 0 | 14 | [66 empty] | 1xBaseband 6631, 3xRadio 4415 B66A, 3xAntenna 4pH, | EXISTING SITE MIXMODE 850/LTE 700/ L:ABC-> INST : LTE AWS / New :DEF
250 | / High Load Cells_Only F1 | 0 | Proyecto Millicom Bolivia 3YPlan 2023 | LGP | Laguna Pozo | In Services | -17.5916 | -62.6737 | Rural | Pailon | Chiquitos | Santa Cruz | 60 | Selfsupported | RBS6101 | - | 0 | 0 | 3 | 0 | 3 | 0 | 0 | 0 | 6 |  | 1 DUG 20 01-1 DUW 31 01-1 DUS 31 02 | 3 RRU 01 B5 | 3 | 1 DUG 20 01 | 1 | RBS 6601_SHARE | 0 RRU 01 B5 | 0 | 1 DUW 31 01 | 1 | RBS6601_SHARE | N/A | 0 | N/A | 0 | N/A | 3 RRUS 11 B12 | 3 | 1 DUS 31 02 | 1 | RBS6601_SHARE | N/A | 0 | N/A | 0 | N/A | N/A | 0 | N/A | 0 | N/A | 0 | 0 | 0 | 0 | 0 | 6 | Batch 1- Prio 2 |  | 3Y Plan 2024 - Bach 1 | 2024 | GWL | 2024-02-14 | 7 | -Exp. LTE (DEF) ; | 0 | 0 | 3 | 0 | 0 | 0 |  | 3 | 6 | TIGO | 0 | 0 | 3 | 0 | 0 | 0 | 0 | 3 | Exp. LTE (DEF) ; | ABC | DEF | 28 | 1 | 0 | Baseband 6631 | [13 empty] | INST : LTE AWS / |  | MIC BO 3YPlan 2023_1BB_3R_3A | 30 | 1xBaseband 6631, 3xRadio 4415 B66A, |  | 3xAntenna 4pH, | [27 empty] | 12 | [7 empty] | 12 | [5 empty] | 100 | 3 | 243 | 81 |  |  |  | ACOM | +591 75137341 | [8 empty] | 0 | 14 | [66 empty] | 1xBaseband 6631, 3xRadio 4415 B66A, 3xAntenna 4pH, | EXISTING SITE MIXMODE 850/LTE 700/ L:ABC-> INST : LTE AWS / New :DEF
252 | RO 2022 H1 New Sites | RO 2022 Capacity H2 | Proyecto Millicom Bolivia 3YPlan 2023 | MQU | Mi Quinta | In Services | -17.7215 | -63.0477 | Urbano | Cotoca | Cotoca | Santa Cruz | 40 | Selfsupported | Enclosure 6150 | - | 0 | 3 | 0 | 0 | 2 | 2 | 0 | 0 | 7 |  | 1 BB 6630 WL | N/A | 0 | N/A | 0 | N/A | 3 R 2219 B5 | 3 | 1 BB 6630 WL | 1 | RBS 6630 | N/A | 0 | N/A | 0 | N/A | 2 R 4478 B12A | 2 | 0 BB 6630 WL | 0 | RBS 6630 | 2 R 4499 B2B25B66A | 2 | 0 BB 6630 WL | 0 | RBS 6630 | N/A | 0 | N/A | 0 | N/A | N/A | 0 | N/A | 0 | N/A | 7 | Batch 1- Prio 2 |  | 3Y Plan 2024 - Bach 1 | 2024 | WL | 2024-02-14 | 7 | -Exp. LTE (DEF) ; | 0 | 0 | 1 | 0 | 0 | 0 |  | 1 | 7 | 1 | 0 | 0 | 0 | 0 | 0 | 0 | 0 | 0 | Exp. LTE (DEF) ; | ABCDE | F | 28 | 1 | 0 | Baseband 6631 | [13 empty] | INST : LTE AWS / |  | MIC BO 3YPlan 2023_1BB_1R | 11 | 1xBaseband 6631, 1xRadio 4415 B66A, | [29 empty] | 0 | [7 empty] | 4 | [5 empty] | 70 | 1 | 59 | 59 |  |  |  | ACOM | +591 75137341 | [8 empty] | 0 | 14 | [66 empty] | 1xBaseband 6631, 1xRadio 4415 B66A, | EXISTING SITE 3G 850/LTE 700/AWS/ L:ABCDE-> INST : LTE AWS / New :F
350 | 0 | 0 | Proyecto Millicom Bolivia 3YPlan 2023 | MBLI | MicroRBS Barrio Lindo | In Services | -17.789 | -63.153 | Urban | Santa Cruz de la Sierra | Andres Ibanez | Santa Cruz | 3 | Mástil | Micro BTS | - | 0 | 0 | 0 | 4 | 0 | 4 | 0 | 0 | 8 |  | 1 BB 5212 W-1 BB 6330 L | N/A | 0 | N/A | 0 | N/A | N/A | 0 | N/A | 0 | N/A | 3 RRUS 2217 B2 1 RRUS 01 B2 | 4 | 1 BB 5212 W | 1 | RBS6601 | N/A | 0 | N/A | 0 | N/A | 2 RRUS 32 B4 2 RRUS 11 B4 | 4 | 1 BB 6330 L | 1 | RBS6601 | N/A | 0 | N/A | 0 | N/A | 0 | 0 | 0 | 0 | 0 | 8 | Batch 1- Prio 2 |  | 3Y Plan 2024 - Bach 1 | 2024 | WL | 2024-02-14 | 7 | -Mod. 850 (1) ; Exp. LTE (EF) ; | 1 | 0 | 1 | 0 | 0 | 0 |  | 2 | 8 |  | 0 | 0 | 1 | 0 | 0 | 0 | 0 | 1 | Mod. 850 (1) ; Exp. LTE (EF) ; | ABCD | EF(1) | 1 | 1 | 0 | Baseband 6631 | [13 empty] | INST : Mod. 850 / LTE AWS / |  | MIC BO 3YPlan 2023_1BB_2R_1A | 8 | 1xBaseband 6631, 1xRadio 2219 B5, 1xRadio 4415 B66A, |  | 1xAntenna 4pH, | [27 empty] | 2 |  | 2 | [5 empty] | 6 | [5 empty] | 30 | 2 | 34 | 17 |  |  |  | ACOM | +591 71369827 | [8 empty] | 0 | 14 | [66 empty] | 1xBaseband 6631, 1xRadio 2219 B5, 1xRadio 4415 B66A, 1xAntenna 4pH, | EXISTING SITE 3G 1900/AWS/ L:ABCD-> INST : Mod. 850 / LTE AWS / New :EF(1)
411 | / LTE RO 2019 Capacity H2 | 0 | Proyecto Millicom Bolivia 3YPlan 2023 | CRG | Chiriguano | In Services | -17.7895 | -63.2056 | Urban | Santa Cruz de la Sierra | Andres Ibanez | Santa Cruz | 21 | Poste Metálico | RBS6101 | - | 3 | 0 | 0 | 0 | 0 | 3 | 0 | 0 | 6 |  | 1 BB 6630 GL | 3 RRUS01B5 G | 3 | 1 BB 6630 GL | 1 | RBS 6630 | N/A | 0 | N/A | 0 | N/A | N/A | 0 | N/A | 0 | N/A | N/A | 0 | N/A | 0 | N/A | 3 R 4415 B66A | 3 | 0 BB 6630 GL | 0 | RBS 6630 | N/A | 0 | N/A | 0 | N/A | 0 | 0 | 0 | 0 | 0 | 6 | Batch 1_Prio 4 |  | 3Y Plan 2024 - Bach 1 | 2024 | GL | 2024-02-14 | 7 | -Mod. 850 (2) ; Exp. LTE (GHI) ; | 1 | 3 | 0 | 0 | 0 | 0 |  | 4 | 6 |  | 0 | 0 | 3 | 0 | 0 | 0 | 0 | 3 | Mod. 850 (2) ; Exp. LTE (GHI) ; | DEF | GHI(2) | 5 | 0 | 0 | [14 empty] | INST : Mod. 850 / LTE 1900 / |  | MIC BO 3YPlan 2023_4R_3A | 11 | 1xRadio 2219 B5, 3xRadio 4415 B2/25, |  | 3xAntenna 4pH, | [27 empty] | 6 |  | 6 | [5 empty] | 14 | [5 empty] | 50 | 4 | 148 | 37 |  |  |  | #N/A | +591 71369827 | [8 empty] | 0 | 14 | [66 empty] | 1xRadio 2219 B5, 3xRadio 4415 B2/25, 3xAntenna 4pH, | EXISTING SITE 2G/AWS/ L:DEF-> INST : Mod. 850 / LTE 1900 / New :GHI(2)
413 | RO 2021 - LTE Capacity H1_119 Sitios / High Load Cells_Only F1 | 0 | Proyecto Millicom Bolivia 3YPlan 2023 | LIM | Limoncito | In Services | -18.0305 | -63.4042 | Rural | El Torno | Andres Ibanez | Santa Cruz | 60 | Selfsupported | PBC6200 | - | 0 | 0 | 3 | 0 | 3 | 2 | 0 | 0 | 8 |  | 1 DUG 20 01-1 DUW 31 01-1 DUS 31 02 | 3 RRUS 12 B5 | 3 | 1 DUG 20 01 | 1 | RBS6601_SHARE | 0 RRUS 12 B5 | 0 | 1 DUW 31 01 | 1 | RBS6601 | N/A | 0 | N/A | 0 | N/A | 3 RRUS 11 B12 | 3 | 1 DUS 31 02 | 1 | RBS6601_SHARE | 2 R 4415 B66A | 2 | 0 DUS 31 01 | 0 | N/A | N/A | 0 | N/A | 0 | N/A | 0 | 0 | 0 | 0 | 0 | 8 | Batch 1- Prio 2 |  | 3Y Plan 2024 - Bach 1 | 2024 | GWL | 2024-02-14 | 7 | -Mod. 850 (1) ; Exp. LTE (G) ; | 1 | 1 | 0 | 0 | 0 | 0 |  | 2 | 8 |  | 0 | 0 | 1 | 0 | 0 | 0 | 0 | 1 | Mod. 850 (1) ; Exp. LTE (G) ; | ABCDF | G(1) | 2 | 1 | 0 | Baseband 6631 | [13 empty] | INST : Mod. 850 / LTE 1900 / |  | MIC BO 3YPlan 2023_1BB_2R_1A | 8 | 1xBaseband 6631, 1xRadio 2219 B5, 1xRadio 4415 B2/25, |  | 1xAntenna 4pH, | [35 empty] | 6 | [5 empty] | 100 | 2 | 162 | 81 |  |  |  | ACOM | +591 71369827 | [8 empty] | 0 | 14 | [66 empty] | 1xBaseband 6631, 1xRadio 2219 B5, 1xRadio 4415 B2/25, 1xAntenna 4pH, | EXISTING SITE MIXMODE 850/LTE 700/AWS/ L:ABCDF-> INST : Mod. 850 / LTE 1900 / New :G(1)
422 | / LTE RO 2020 Capacity H2 - 1900Mhz/High Load Cells_Only F1 | 0 | Proyecto Millicom Bolivia 3YPlan 2023 | MON7 | Montero 7 | 0 | -17.3187 | -63.2424 | Urban | Montero | Obispo Santisteban | Santa Cruz | 25 | Selfsupported | Enclosure 6150 | - | 0 | 3 | 0 | 0 | 3 | 0 | 3 | 0 | 9 |  | 1 DUW 41 01-1 DUS 3101 | N/A | 0 | N/A | 0 | N/A | 3 R 2219 B5 | 3 | 1 DUW 41 01 | 1 | RBS 6601 | N/A | 0 | N/A | 0 | N/A | 3 RRUS 11 B12 | 3 | 1 DUS 3101 | 1 | RBS 6601 | N/A | 0 | N/A | 0 | N/A | 3 R 4415 B2/B25 | 3 | 0 DUS 31 01 | 0 | RBS 6601 | 0 | 0 | 0 | 0 | 0 | 9 | Batch 1- Prio 2 |  | 3Y Plan 2024 - Bach 1 | 2024 | WL | 2024-02-14 | 7 | -Exp. LTE (DEF) ; | 0 | 0 | 3 | 0 | 0 | 0 |  | 3 | 9 | TIGO | 0 | 0 | 3 | 0 | 0 | 0 | 0 | 3 | Exp. LTE (DEF) ; | ABCGHI | DEF | 28 | 1 | 0 | Baseband 6631 | [13 empty] | INST : LTE AWS / |  | MIC BO 3YPlan 2023_1BB_3R_3A | 30 | 1xBaseband 6631, 3xRadio 4415 B66A, |  | 3xAntenna 4pH, | [27 empty] | 12 | [7 empty] | 12 | [5 empty] | 50 | 3 | 126 | 42 |  |  |  | SERTERO | +591 75137341 | [8 empty] | 0 | 14 | [66 empty] | 1xBaseband 6631, 3xRadio 4415 B66A, 3xAntenna 4pH, | EXISTING SITE 3G 850/LTE 700/LTE 1900/ L:ABCGHI-> INST : LTE AWS / New :DEF
437 | / High Load Cells_Only F1 | 0 | Proyecto Millicom Bolivia 3YPlan 2023 | MOR | Mora | In Services | -18.4545 | -63.208 | Rural | Cabezas | Cordillera | Santa Cruz | 72 | Guyed | RBS6101 | - | 0 | 0 | 3 | 0 | 3 | 0 | 0 | 0 | 6 |  | 1 DUG 20 01-1 DUS 31 02 | 3 RRUS 01 B5 | 3 | 1 DUG 20 01 | 1 | RBS6601_SHARE | 0 RRUS 01 B5 | 0 | 0 DUG 20 01 | 0 | RBS6601 | N/A | 0 | N/A | 0 | N/A | 3 RRUS 11 B12 | 3 | 1 DUS 31 02 | 1 | RBS6601_SHARE | N/A | 0 | N/A | 0 | N/A | N/A | 0 | N/A | 0 | N/A | 0 | 0 | 0 | 0 | 0 | 6 | Batch 1- Prio 2 |  | 3Y Plan 2024 - Bach 1 | 2024 | GWL | 2024-02-14 | 7 | -Exp. LTE (DEF) ; | 0 | 0 | 3 | 0 | 0 | 0 |  | 3 | 6 |  | 0 | 0 | 3 | 0 | 0 | 0 | 0 | 3 | Exp. LTE (DEF) ; | ABC | DEF | 28 | 1 | 0 | Baseband 6631 | [13 empty] | INST : LTE AWS / |  | MIC BO 3YPlan 2023_1BB_3R_3A | 30 | 1xBaseband 6631, 3xRadio 4415 B66A, |  | 3xAntenna 4pH, | [27 empty] | 12 | [7 empty] | 12 | [5 empty] | 100 | 3 | 285 | 95 |  |  |  | ACOM | +591 75137341 | [8 empty] | 0 | 14 | [66 empty] | 1xBaseband 6631, 3xRadio 4415 B66A, 3xAntenna 4pH, | EXISTING SITE MIXMODE 850/LTE 700/ L:ABC-> INST : LTE AWS / New :DEF
247 | / LTE RO 2020 Capacity H1 - AWS | 0 | Proyecto Millicom Bolivia 3YPlan 2023 | TNS | Club de Tenis | In Services | -17.7801 | -63.2012 | Urban | Santa Cruz de la Sierra | Andres Ibanez | Santa Cruz | 25 | Selfsupported | RBS6101 | E6150 | 0 | 3 | 0 | 3 | 0 | 3 | 0 | 0 | 9 |  | 1 BB 6630 WL | N/A | 0 | N/A | 0 | N/A | 3 RRU 01 B5 | 3 | 1 BB 6630 WL | 1 | RBS 6601 | 3 RRUS 01 B2 W | 3 | 0 BB 6630 WL | 0 | RBS 6601 | N/A | 0 | N/A | 0 | N/A | 3 R4415 B66A | 3 | 0 BB 6630 WL | 0 | RBS 6601 | N/A | 0 | N/A | 0 | N/A | 0 | 0 | 0 | 0 | 0 | 9 | Batch 1_Prio 4 |  | 3Y Plan 2024 - Bach 1 | 2024 | WL | 2024-02-19 | 8 | -Mod. 850 (1) ; Exp. LTE (GI) ; | 1 | 2 | 0 | 0 | 0 | 0 |  | 3 | 9 |  | 0 | 0 | 2 | 0 | 0 | 0 | 0 | 2 | Mod. 850 (1) ; Exp. LTE (GI) ; | DEF | GI(1) | 1 | 0 | 0 | [14 empty] | INST : Mod. 850 / LTE 1900 / |  | MIC BO 3YPlan 2023_3R_2A | 7 | 1xRadio 2219 B5, 2xRadio 4415 B2/25, |  | 2xAntenna 4pH, | [35 empty] | 10 | [5 empty] | 50 | 3 | 126 | 42 |  |  |  | #N/A | +591 75137341 | [8 empty] | 0 | 14 | [66 empty] | 1xRadio 2219 B5, 2xRadio 4415 B2/25, 2xAntenna 4pH, | EXISTING SITE 3G 850/3G 1900/AWS/ L:DEF-> INST : Mod. 850 / LTE 1900 / New :GI(1)
248 | RO 2022 H1 New Sites | RO 2022 Capacity H2 | Proyecto Millicom Bolivia 3YPlan 2023 | TJCT | Los Tajibos Cotoca | In Services | -17.6924 | -63.009 | Urbano | Cotoca | Cotoca | Santa Cruz | 40 | Selfsupported | Enclosure 6150 | - | 0 | 3 | 0 | 0 | 2 | 3 | 0 | 0 | 8 |  | 1 BB 6630 WL | N/A | 0 | N/A | 0 | N/A | 3 R 2219 B5 | 3 | 1 BB 6630 WL | 1 | RBS 6630 | N/A | 0 | N/A | 0 | N/A | 2 R 4478 B12A | 2 | 0 BB 6630 WL | 0 | RBS 6630 | 3 R 4499 B2B25B66A | 3 | 0 BB 6630 WL | 0 | RBS 6630 | N/A | 0 | N/A | 0 | N/A | N/A | 0 | N/A | 0 | N/A | 8 | Batch 1- Prio 2 |  | 3Y Plan 2024 - Bach 1 | 2024 | WL | 2024-02-19 | 8 | -Exp. LTE (DEF) ; | 0 | 0 | 0 | 0 | 0 | 0 |  | 0 | 8 | LTE AWS EXIS | 0 | 0 | 0 | 0 | 0 | 0 | 0 | 0 | Exp. LTE (DEF) ; | ABCDEF |  | 28 | 1 | 0 | Baseband 6631 | [13 empty] | INST : LTE AWS / |  | MIC BO 3YPlan 2023_1BB | 3 | 1xBaseband 6631, | [29 empty] | 0 | [7 empty] | 0 | [5 empty] | 70 | 0 | 0 | 59 |  |  |  | SERTERO | +591 75137341 | [8 empty] | 0 | 14 | [66 empty] | 1xBaseband 6631, | EXISTING SITE 3G 850/LTE 700/AWS/ L:ABCDEF-> INST : LTE AWS / New :
260 | 0 | 0 | Proyecto Millicom Bolivia 3YPlan 2023 | YGR | Yaguaru | In Services | -15.6019 | -63.2268 | Rural | Urubicha | Guarayos | Santa Cruz | 70 | Selfsupported | RBS6101 | - | 0 | 3 | 0 | 0 | 0 | 0 | 0 | 0 | 3 |  | 1 BB 5216 WL | N/A | 0 | N/A | 0 | N/A | 3 R 2219 B5 W | 3 | 1 BB 5216 WL | 1 | RBS6101 | N/A | 0 | N/A | 0 | N/A | N/A | 0 | N/A | 0 | N/A | N/A | 0 | N/A | 0 | N/A | N/A | 0 | N/A | 0 | N/A | 0 | 0 | 0 | 0 | 0 | 3 | Batch 1- Prio 2 |  | 3Y Plan 2024 - Bach 1 | 2024 | W | 2024-02-19 | 8 | -Exp. LTE (DEF) ; | 0 | 0 | 3 | 0 | 0 | 0 |  | 3 | 3 |  | 0 | 0 | 3 | 0 | 0 | 0 | 0 | 3 | Exp. LTE (DEF) ; | ABC | DEF | 28 | 1 | 0 | Baseband 6631 | [13 empty] | INST : LTE AWS / |  | MIC BO 3YPlan 2023_1BB_3R_3A | 30 | 1xBaseband 6631, 3xRadio 4415 B66A, |  | 3xAntenna 4pH, | [27 empty] | 12 | [7 empty] | 12 | [5 empty] | 100 | 3 | 276 | 92 |  |  |  | ACOM | +591 75137341 | [8 empty] | 0 | 14 | [66 empty] | 1xBaseband 6631, 3xRadio 4415 B66A, 3xAntenna 4pH, | EXISTING SITE 3G 850/ L:ABC-> INST : LTE AWS / New :DEF
264 | 0 | RO 2022 Capacity H2 | Proyecto Millicom Bolivia 3YPlan 2023 | PLBE | Puente la Bélgica | In Services | -17.537 | -63.2028 | Urbano | Warnes | Warnes | Santa Cruz | 40 | Selfsupported | Enclosure 6150 | - | 0 | 3 | 0 | 0 | 3 | 1 | 0 | 0 | 7 |  | 1 BB 6630 WL | N/A | 0 | N/A | 0 | N/A | 3 R 2219 B5 | 3 | 1 BB 6630 WL | 1 | RBS 6630 | N/A | 0 | N/A | 0 | N/A | 2 R 4478 B12A | 3 | 0 BB 6630 WL | 0 | RBS 6630 | 1 R 4499 B2B25B66A | 1 | 0 BB 6630 WL | 0 | RBS 6630 | N/A | 0 | N/A | 0 | N/A | N/A | 0 | N/A | 0 | N/A | 7 | Batch 1- Prio 1 | OK-BTJ | 3Y Plan 2024 - Bach 1 | 2024 | WL | 2024-02-19 | 8 | WL-01-Exp. LTE (F) ; | 0 | 0 | 1 | 0 | 0 | 0 |  | 1 | 7 |  | 0 | 0 | 0 | 0 | 0 | 0 | 0 | 0 | Exp. LTE (F) ; | ABCD | F | 3 | 0 | 0 | Keep BB 6630 |  |  |  | WL-01 | [9 empty] | INST : LTE AWS / |  | MIC BO 3YPlan 2023_1R | 5 | 1xRadio 4415 B66A, | [37 empty] | 4 |  |  |  |  | 18 | 70 | 1 | 59 | 59 |  |  |  | ACOM | +591 71369827 | 2024-03-18 | 2024-03-21 |  |  | Exp. E6150 |  | 40 | 3 | 43 | 62 | 70 |  |  |  |  | 0 | 0 | 0 | 0 | 0 | [56 empty] | 1xRadio 4415 B66A, | EXISTING SITE 3G 850/LTE 700/AWS/ L:ABCD-> INST : LTE AWS / New :F
277 | RO 2022 H1 New Sites | RO 2022 Capacity H2 | Proyecto Millicom Bolivia 3YPlan 2023 | PRI2 | Primavera 2 | In Services | -17.8245 | -63.1649 | Urbano | Santa Cruz de la Sierra | Santa Cruz de la Sierra | Santa Cruz | 23 | Poste Metálico | Enclosure 6150 | - | 0 | 3 | 0 | 0 | 2 | 2 | 0 | 0 | 7 |  | 1 BB 6630 WL | N/A | 0 | N/A | 0 | N/A | 3 R 2219 B5 | 3 | 1 BB 6630 WL | 1 | RBS 6630 | N/A | 0 | N/A | 0 | N/A | 2 R 4478 B12A | 2 | 0 BB 6630 WL | 0 | RBS 6630 | 2 R 4499 B2B25B66A | 2 | 0 BB 6630 WL | 0 | RBS 6630 | N/A | 0 | N/A | 0 | N/A | N/A | 0 | N/A | 0 | N/A | 7 | Batch 1- Prio 2 |  | 3Y Plan 2024 - Bach 1 | 2024 | WL | 2024-02-19 | 8 | -Exp. LTE (F) ; | 0 | 0 | 1 | 0 | 0 | 0 |  | 1 | 7 | 1 | 0 | 0 | 0 | 0 | 0 | 0 | 0 | 0 | Exp. LTE (F) ; | ABCDE | F | 3 | 1 | 0 | Baseband 6631 | [13 empty] | INST : LTE AWS / |  | MIC BO 3YPlan 2023_1BB_1R | 11 | 1xBaseband 6631, 1xRadio 4415 B66A, | [29 empty] | 0 | [7 empty] | 4 | [5 empty] | 50 | 1 | 40 | 40 |  |  |  | ACOM | +591 71369827 | [8 empty] | 0 | 14 | [66 empty] | 1xBaseband 6631, 1xRadio 4415 B66A, | EXISTING SITE 3G 850/LTE 700/AWS/ L:ABCDE-> INST : LTE AWS / New :F
347 | 0 | 0 | Proyecto Millicom Bolivia 3YPlan 2023 | VIE | Viedma | In Services | -17.7898 | -63.172 | Urban | Santa Cruz de la Sierra | Andres Ibanez | Santa Cruz | 10 | Monopolo | PBC6200 | - | 3 | 3 | 0 | 3 | 3 | 3 | 0 | 0 | 15 |  | 1 DUG 20 01-1 DUW 31 01-1 DUW 31 01-1 DUS 31 02 | 3 RRUS 12 B5 G | 3 | 1 DUG 20 01 | 1 | RBS 6601_SHARE | 3 RRUS 01 B5 W | 3 | 1 DUW 31 01 | 1 | RBS6601_SHARE | 3 RRUS 01 B2 W | 3 | 1 DUW 31 01 | 1 | RBS6601_SHARE | 3 RRUS 11 B12 | 3 | 1 DUS 31 02 | 1 | RBS6601_SHARE | 3 RRU 11 B4 | 3 | 0 DUS 31 02 | 0 | RBS6601_SHARE | N/A | 0 | N/A | 0 | N/A | 0 | 0 | 0 | 0 | 0 | 15 | Batch 1- Prio 2 |  | 3Y Plan 2024 - Bach 1 | 2024 | GWL | 2024-02-19 | 8 | -Mod. 850 (1-2-3) ; Exp. LTE (GHI) ; MIMO4 LTE (DEF) ; | 3 | 0 | 0 | 3 | 0 | 0 |  | 6 | 15 | TIGO | 0 | 0 | 3 | 0 | 0 | 0 | 0 | 3 | Mod. 850 (1-2-3) ; Exp. LTE (GHI) ; MIMO4 LTE (DEF) ; | ABCDEF | GHI(1-2-3) | 1 | 1 | 0 | Baseband 6631 | [13 empty] | INST : Mod. 850 / LTE 1900 / |  | MIC BO 3YPlan 2023_1BB_6R_3A | 21 | 1xBaseband 6631, 3xRadio 2219 B5, 3xRadio 4499 44B2/25 44B66A, |  | 3xAntenna 4pH, | [27 empty] | 6 |  | 6 | [6 empty] | 18 |  |  |  |  | 30 | 6 | 150 | 25 |  |  |  | SERTERO | +591 75137341 | [8 empty] | 0 | 14 | [66 empty] | 1xBaseband 6631, 3xRadio 2219 B5, 3xRadio 4499 44B2/25 44B66A, 3xAntenna 4pH, | EXISTING SITE 2G/3G 850/3G 1900/LTE 700/AWS/ L:ABCDEF-> INST : Mod. 850 / LTE 1900 / New :GHI(1-2-3)
403 | / New Sites H1 2019/High Load Cells_Only F1 | 0 | Proyecto Millicom Bolivia 3YPlan 2023 | SRRU | Santa Rita Rural | In Services | -17.9479 | -62.968 | Rural | Santa Cruz de la Sierra | Santa Cruz de la Sierra | Santa Cruz | 60 | Selfsupported | Enclosure 6150 | N/A | 0 | 3 | 0 | 0 | 3 | 1 | 0 | 0 | 7 |  | 1 BB 6630 WL | N/A | 0 | N/A | 0 | N/A | 3 R 2219 B5 | 3 | 1 BB 6630 WL | 1 | RBS 6630 | N/A | 0 | N/A | 0 | N/A | 3 RRUS 11 B12 | 3 | 0 BB 6630 WL | 0 | RBS 6630 | 1 R 4415 B66A | 1 | 0 BB 6630 WL | 0 | RBS 6630 | N/A | 0 | N/A | 0 | N/A | 0 | 0 | 0 | 0 | 0 | 7 | Batch 1- Prio 1 | OK-BTJ | 3Y Plan 2024 - Bach 1 | 2024 | WL | 2024-02-19 | 8 | WL-01-Exp. LTE (DEI) ; | 0 | 1 | 2 | 0 | 0 | 0 |  | 3 | 7 |  | 0 | 0 | 2 | 0 | 0 | 0 | 0 | 2 | Exp. LTE (DEI) ; | ABCF | DEI | 1 | 0 | 0 | Keep BB 6630 |  |  |  | WL-01 | [9 empty] | INST : LTE 1900 / LTE AWS / |  | MIC BO 3YPlan 2023_3R_2A | 7 | 1xRadio 4415 B2/25, 2xRadio 4415 B66A, |  | 2xAntenna 4pH, | [27 empty] | 0 | [7 empty] | 12 |  |  |  |  | 19 | 100 | 3 | 243 | 81 |  |  |  | ACOM | +591 71369827 | 45369 | 45372 |  |  | Exp. E6150 |  | 58 | 4 | 62 | 83 | 100 |  |  |  |  | 1 | 0 | 3 | 0 | 0 | [56 empty] | 1xRadio 4415 B2/25, 2xRadio 4415 B66A, 2xAntenna 4pH, | EXISTING SITE 3G 850/LTE 700/AWS/ L:ABCF-> INST : LTE 1900 / LTE AWS / New :DEI
438 | / High Load Cells_Only F1 | 0 | Proyecto Millicom Bolivia 3YPlan 2023 | YOU | Yotau | In Services | -16.1776 | -63.0231 | Rural | El Puente | Guarayos | Santa Cruz | 60 | Selfsupported | PBC6200 | - | 3 | 3 | 0 | 0 | 3 | 0 | 0 | 0 | 9 |  | 1 DUG 20 01-1 DUW3101-1 DUS 31 02 | 3 RRU 12 B5 | 3 | 1 DUG 20 01 | 1 | RBS6601_SHARE | 3 RRU 12 B5 | 3 | 1 DUW3101 | 1 | RBS 6601 | N/A | 0 | N/A | 0 | N/A | 3 RRUS 11 B12 | 3 | 1 DUS 31 02 | 1 | RBS6601_SHARE | N/A | 0 | N/A | 0 | N/A | N/A | 0 | N/A | 0 | N/A | 0 | 0 | 0 | 0 | 0 | 9 | Batch 1- Prio 2 |  | 3Y Plan 2024 - Bach 1 | 2024 | GWL | 2024-02-19 | 8 | -Exp. LTE (DEF) ; | 0 | 0 | 3 | 0 | 0 | 0 |  | 3 | 9 |  | 0 | 0 | 3 | 0 | 0 | 0 | 0 | 3 | Exp. LTE (DEF) ; | ABC | DEF | 28 | 1 | 0 | Baseband 6631 | [13 empty] | INST : LTE AWS / |  | MIC BO 3YPlan 2023_1BB_3R_3A | 30 | 1xBaseband 6631, 3xRadio 4415 B66A, |  | 3xAntenna 4pH, | [27 empty] | 12 | [7 empty] | 12 | [5 empty] | 100 | 3 | 243 | 81 |  |  |  | SERTERO | +591 75137341 | [8 empty] | 0 | 14 | [66 empty] | 1xBaseband 6631, 3xRadio 4415 B66A, 3xAntenna 4pH, | EXISTING SITE 2G/3G 850/LTE 700/ L:ABC-> INST : LTE AWS / New :DEF
448 | / LTE Coverage New Sites H1 2020 | 0 | Proyecto Millicom Bolivia 3YPlan 2023 | POR2 | Portachuelo 2 | In Services | -17.3631 | -63.4047 | Rural | Portachuelo | Portachuelo | Santa Cruz | 40 | Selfsupported | Enclosure 6150 | - | 0 | 3 | 0 | 0 | 3 | 0 | 1 | 0 | 7 |  | 1 BB 6630 WL | N/A | 0 | N/A | 0 | N/A | 3 R 2219 B5 W | 3 | 1 BB 6630 WL | 1 | RBS 6601 | N/A | 0 | N/A | 0 | N/A | 3 RRUS 11 B12 | 3 | 0 BB 6630 WL | 0 | RBS 6630 | N/A | 0 | N/A | 0 | N/A | 1 R 4415 B2/B25 | 1 | 0 BB 6630 WL | 0 | RBS 6630 | 0 | 0 | 0 | 0 | 0 | 7 | Batch 1- Prio 1 | OK-BTJ | 3Y Plan 2024 - Bach 1 | 2024 | WL | 2024-02-19 | 8 | WL-01-Exp. LTE (EF) ; | 0 | 0 | 2 | 0 | 0 | 0 |  | 2 | 7 |  | 0 | 0 | 2 | 0 | 0 | 0 |  | 2 | Exp. LTE (EF) ; | ABCG | EF | 9 | 0 | 0 | Keep BB 6630 |  |  |  | WL-01 | [9 empty] | INST : LTE AWS / |  | MIC BO 3YPlan 2023_2R_2A | 11 | 2xRadio 4415 B66A, |  | 2xAntenna 4pH, | [35 empty] | 8 |  |  |  |  | 20 | 70 | 2 | 118 | 59 |  |  |  | ACOM | +591 71369827 | 45369 | 45372 |  |  | Exp. E6150 |  | 40 | 3 | 43 | 62 | 70 |  |  |  |  | 1 | 0 | 2 | 0 | 0 | [56 empty] | 2xRadio 4415 B66A, 2xAntenna 4pH, | EXISTING SITE 3G 850/LTE 700/LTE 1900/ L:ABCG-> INST : LTE AWS / New :EF
171 | RO 2021 - LTE Capacity H2/0 | RO 2022 Capacity H2 | Proyecto Millicom Bolivia 3YPlan 2023 | CHR | Chacarilla | In Services | -17.7725 | -63.1487 | Urban | Santa Cruz de la Sierra | Andres Ibanez | Santa Cruz | 40 | Selfsupported | PBC6200 | - | 3 | 3 | 0 | 0 | 3 | 1 | 1 | 2 | 13 |  | 1 DUG 20 01-1 DUW 31 01-1 BB 6630 L | 3 RRUS 12 B5 | 3 | 1 DUG 20 01 | 1 | RBS 6601_SHARE | 3 RRU 01 B5 | 3 | 1 DUW 31 01 | 1 | RBS 6601 | N/A | 0 | N/A | 0 | N/A | 3 RRUS 11 B12 | 3 | 0 BB 6630 L | 0 | RBS6630 | 1 RRUS 11 B4 | 1 | 1 BB 6630 L | 1 | RBS6630 | 1 R 4415 B2/B25 | 1 | 0 BB 6630 L | 0 | RBS6630 | 2 R 4499 B2B25B66A | 2 | 0 BB 6630 L | 0 | RBS6630 | 13 | Batch 1 Prio 3 |  | 3Y Plan 2024 - Bach 1 | 2024 | GWL | 2024-02-22 | 8 | -Mod. 850 (1-2-3) ; Sectorizar (DEFGHI) | 3 | 0 | 1 | 0 | 0 | 0 |  | 4 | 13 |  | 0 | 0 | 0 | 0 | 0 | 3 | 0 | 3 | Mod. 850 (1-2-3) ; Sectorizar (DEFGHI) | ABCDEFGHI | (1-2-3) | 12 | 0 | 0 | [14 empty] | INST : Mod. 850 / Sectorize AWS&1900 / |  | MIC BO 3YPlan 2023_4R_3A | 11 | 3xRadio 2219 B5, 1xRadio 4415 B66A, |  | 3xTwin Beam Antenna, | [27 empty] | 0 |  | 0 |  |  |  | 10 |  | 20 | [5 empty] | 70 | 4 | 236 | 59 |  |  |  | #N/A | +591 71369827 | [8 empty] | 0 | 14 | [66 empty] | 3xRadio 2219 B5, 1xRadio 4415 B66A, 3xTwin Beam Antenna, | EXISTING SITE 2G/3G 850/LTE 700/AWS/LTE 1900/LTE AWS&1900/ L:ABCDEFGHI-> INST : Mod. 850 / Sectorize AWS&1900 / New :(1-2-3)
291 | / LTE RO 2020 Capacity H1 - 1900Mhz | 0 | Proyecto Millicom Bolivia 3YPlan 2023 | CON | Concepción | In Services | -16.1339 | -62.0262 | Rural | Concepcion | Nuflo de Chavez | Santa Cruz | 72 | Guyed | PBC6200 | - | 3 | 3 | 0 | 0 | 3 | 3 | 3 | 0 | 15 |  | 1 BB 5216 GW-1 BB 5212 L | 3 RRUS 12 B5 | 3 | 1 BB 5216 GW | 1 | RBS6601 Share | 3 RRU 01 B5 | 3 | 0 BB 5216 GW | 0 | RBS6601_SHARE | N/A | 0 | N/A | 0 | N/A | 3 RRUS 11 B12 | 3 | 1 BB 5212 L | 1 | RBS6601_SHARE | 1 RRUS 11 B4 2 Radio 4415 B66A | 3 | 0 BB 5212 L | 0 | RBS6601_SHARE | 3 R 2217B2 | 3 | 0 BB 5212 L | 0 | RBS6601 | 0 | 0 | 0 | 0 | 0 | 15 | Batch 1 Prio 3 |  | 3Y Plan 2024 - Bach 1 | 2024 | GWL | 2024-02-22 | 8 | -Mod. 850 (1-2) ; MIMO4 LTE (F) ; Sectorizar (DEGH) | 2 | 1 | 0 | 1 | 0 | 0 |  | 4 | 15 |  | 0 | 0 | 0 | 0 | 0 | 2 | 0 | 2 | Mod. 850 (1-2) ; MIMO4 LTE (F) ; Sectorizar (DEGH) | ABCDEFGHI | (1-2) | 2 | 1 | 0 | Baseband 6631 | [13 empty] | INST : Mod. 850 / Sectorize AWS&1900 / |  | MIC BO 3YPlan 2023_1BB_4R_2A | 12 | 1xBaseband 6631, 2xRadio 2219 B5, 1xRadio 4415 B2/25, 1xRadio 4499 44B2/25 44B66A, |  | 2xTwin Beam Antenna, | [27 empty] | 0 |  | 0 |  |  |  | 8 |  | 12 | [5 empty] | 100 | 4 | 380 | 95 |  |  |  | #N/A | +591 75137341 | [8 empty] | 0 | 14 | [66 empty] | 1xBaseband 6631, 2xRadio 2219 B5, 1xRadio 4415 B2/25, 1xRadio 4499 44B2/25 44B66A, 2xTwin Beam Antenna, | EXISTING SITE 2G/3G 850/LTE 700/AWS/LTE 1900/ L:ABCDEFGHI-> INST : Mod. 850 / Sectorize AWS&1900 / New :(1-2)
296 | RO 2021 - LTE Capacity H1_119 Sitios / | 0 | Proyecto Millicom Bolivia 3YPlan 2023 | ASG | Guarayos | In Services | -15.8843 | -63.1906 | Rural | Ascención de Guarayos | Guarayos | Santa Cruz | 70 | Selfsupported | RBS6101 | - | 0 | 0 | 3 | 0 | 3 | 3 | 2 | 0 | 11 |  | 1 DUG 20 01-1 DUW 31 01-1 BB 6630 L | 3 RRUS 01 B5 GW | 3 | 1 DUG 20 01 | 1 | RBS 6601_SHARE | 0 RRUS 01 B5 GW | 0 | 1 DUW 31 01 | 1 | RBS 6601 | N/A | 0 | N/A | 0 | N/A | 3 RRUS 11 B12 | 3 | 1 BB 6630 L | 1 | RBS 6630 | 1 RRUS 32 B4 ; 2 R 4415 B66A | 3 | 0 BB 6630 L | 0 | RBS 6630 | 2 R 4415 B2/B25 | 2 | 0 BB 6630 L | 0 | RBS 6630 | 0 | 0 | 0 | 0 | 0 | 11 | Batch 1 Prio 3 |  | 3Y Plan 2024 - Bach 1 | 2024 | GWL | 2024-02-22 | 8 | -Mod. 850 (1-2) ; Exp. LTE (I) ; Sectorizar (EH) | 2 | 1 | 0 | 0 | 0 | 0 |  | 3 | 11 |  | 0 | 0 | 1 | 0 | 0 | 1 | 0 | 2 | Mod. 850 (1-2) ; Exp. LTE (I) ; Sectorizar (EH) | ABCDEFGH | I(1-2) | 1 | 0 | 0 | [14 empty] | INST : Mod. 850 / LTE 1900 / Sectorize AWS&1900 / |  | MIC BO 3YPlan 2023_3R_2A | 7 | 2xRadio 2219 B5, 1xRadio 4415 B2/25, |  | 1xAntenna 4pH, 1xTwin Beam Antenna, | [33 empty] | 4 |  | 12 | [5 empty] | 100 | 3 | 276 | 92 |  |  |  | #N/A | +591 75137341 | [8 empty] | 0 | 14 | [66 empty] | 2xRadio 2219 B5, 1xRadio 4415 B2/25, 1xAntenna 4pH, 1xTwin Beam Antenna, | EXISTING SITE MIXMODE 850/LTE 700/AWS/LTE 1900/ L:ABCDEFGH-> INST : Mod. 850 / LTE 1900 / Sectorize AWS&1900 / New :I(1-2)
389 | RO 2021 - LTE Capacity H2/New Sites_H1_2021 | 0 | Proyecto Millicom Bolivia 3YPlan 2023 | CSA | Camino San Andres | In Services | -21.5625 | -64.8007 | Rural | San Andres | San Andres | Santa Cruz | 40 | Selfsupported | Enclosure 6150 | - | 0 | 3 | 0 | 0 | 3 | 3 | 2 | 0 | 11 |  | 1 BB 6630 W-1 BB 6630 L | N/A | 0 | N/A | 0 | N/A | 3 R 2219 B5 | 3 | 1 BB 6630 W | 1 | RBS 6630 | N/A | 0 | N/A | 0 | N/A | 3 R 4478 B12A | 3 | 0 BB 6630 L | 0 | RBS6630 | 3 R 4415 B66A | 3 | 1 BB 6630 L | 1 | RBS6630 | 2 R 4415 B2/B25 | 2 | 0 BB 6630 L | 0 | RBS6630 | N/A | 0 | N/A | 0 | N/A | 11 | Batch 1 Prio 3 |  | 3Y Plan 2024 - Bach 1 | 2024 | WL | 2024-02-22 | 8 | -Mod. 850 (1) ; Sectorizar (DG) | 0 | 1 | 0 | 0 | 0 | 0 |  | 1 | 11 |  | 0 | 0 | 0 | 0 | 0 | 1 | 0 | 1 | Mod. 850 (1) ; Sectorizar (DG) | ABCDEFI | G(1) | 3 | 0 | 0 | [14 empty] | INST : Mod. 850 / Sectorize AWS&1900 / |  | MIC BO 3YPlan 2023_1R_1A | 5 | 1xRadio 4415 B2/25, |  | 1xTwin Beam Antenna, | [27 empty] | 0 |  | 0 |  |  |  | 4 |  | 8 | [5 empty] | 70 | 1 | 59 | 59 |  |  |  | #N/A | +591 75137341 | [8 empty] | 0 | 14 | [66 empty] | 1xRadio 4415 B2/25, 1xTwin Beam Antenna, | EXISTING SITE 3G 850/LTE 700/AWS/LTE 1900/ L:ABCDEFI-> INST : Mod. 850 / Sectorize AWS&1900 / New :G(1)
426 | 0 | RO 2022 Capacity H2 | Proyecto Millicom Bolivia 3YPlan 2023 | ESH | Eagles School | In Services | -17.7381 | -63.1647 | Urban | Santa Cruz de la Sierra | Andres Ibanez | Santa Cruz | 25 | Selfsupported | RBS6101 | - | 3 | 3 | 0 | 0 | 0 | 2 | 2 | 0 | 10 |  | 1 DUG 20 01-1 BB 6630 WL | 3 RRU 01 B5 | 3 | 1 DUG 20 01 | 1 | RBS 6601 | 3 RRU 01 B5 | 3 | 1 BB 6630 WL | 1 | RBS 6601 | N/A | 0 | N/A | 0 | N/A | N/A | 0 | N/A | 0 | N/A | 2 Radio 4415B66A | 2 | 0 BB 6630 WL | 0 | RBS 6601 | 2 R 4415 B2 B25 | 2 | 0 BB 6630 WL | 0 | RBS 6601 | 0 | 0 | 0 | 0 | 0 | 10 | Batch 1 Prio 3 |  | 3Y Plan 2024 - Bach 1 | 2024 | GWL | 2024-02-22 | 8 | -Mod. 850 (2-3) ; Sectorizar (EFHI) | 2 | 0 | 0 | 0 | 0 | 0 |  | 2 | 10 |  | 0 | 0 | 0 | 0 | 0 | 2 | 0 | 2 | Mod. 850 (2-3) ; Sectorizar (EFHI) | EFHI | (2-3) | 3 | 0 | 0 | [14 empty] | INST : Mod. 850 / Sectorize AWS&1900 / |  | MIC BO 3YPlan 2023_2R_2A | 11 | 2xRadio 2219 B5, |  | 2xTwin Beam Antenna, | [27 empty] | 0 |  | 0 | [5 empty] | 4 |  |  |  | 4 |  | 50 | 2 | 84 | 42 |  |  |  | #N/A | +591 71369827 | [8 empty] | 0 | 14 | [66 empty] | 2xRadio 2219 B5, 2xTwin Beam Antenna, | EXISTING SITE 2G/3G 850/AWS/LTE 1900/ L:EFHI-> INST : Mod. 850 / Sectorize AWS&1900 / New :(2-3) | [12 empty] | 84 | 168
439 | / High Load Cells_Only F1 | 0 | Proyecto Millicom Bolivia 3YPlan 2023 | ZHO | Zanja Honda | In Services | -18.2776 | -63.1891 | Rural | Cabezas | Cordillera | Santa Cruz | 60 | Selfsupported | RBS6101 | - | 3 | 3 | 0 | 0 | 3 | 0 | 0 | 0 | 9 |  | 1 DUG 20 01-1 DUW 31 01-1 DUS 31 02 | 3 RRU 01 B5 | 3 | 1 DUG 20 01 | 1 | RBS 6601_SHARE | 3 RRU 01 B5 | 3 | 1 DUW 31 01 | 1 | RBS 6601 | N/A | 0 | N/A | 0 | N/A | 3 RRUS 11 B12 | 3 | 1 DUS 31 02 | 1 | RBS6601_SHARE | N/A | 0 | N/A | 0 | N/A | N/A | 0 | N/A | 0 | N/A | 0 | 0 | 0 | 0 | 0 | 9 | Batch 1- Prio 2 |  | 3Y Plan 2024 - Bach 1 | 2024 | GWL | 2024-02-22 | 8 | -Exp. LTE (DE) ; | 0 | 0 | 2 | 0 | 0 | 0 |  | 2 | 9 |  | 0 | 0 | 2 | 0 | 0 | 0 | 0 | 2 | Exp. LTE (DE) ; | ABC | DE | 4 | 1 | 0 | Baseband 6631 | [13 empty] | INST : LTE AWS / |  | MIC BO 3YPlan 2023_1BB_2R_2A | 33 | 1xBaseband 6631, 2xRadio 4415 B66A, |  | 2xAntenna 4pH, | [35 empty] | 8 | [5 empty] | 100 | 2 | 162 | 81 |  |  |  | SERTERO | +591 71369827 | [8 empty] | 0 | 14 | [66 empty] | 1xBaseband 6631, 2xRadio 4415 B66A, 2xAntenna 4pH, | EXISTING SITE 2G/3G 850/LTE 700/ L:ABC-> INST : LTE AWS / New :DE
504 | / Refarming 1900 2019 | 0 | Proyecto Millicom Bolivia 3YPlan 2023 | EGP | Estadio Gilberto Parada | In Services | -17.348 | -63.2605 | Urban | Montero | Obispo Santisteban | Santa Cruz | 25 | Selfsupported | PBC6200 | - | 3 | 3 | 0 | 0 | 0 | 3 | 3 | 0 | 12 |  | 1 DUG 20 01-1 DUW 31 01-1 DUS 31 01 | 3 RRUS 12 B5 | 3 | 1 DUG 20 01 | 1 | RBS 6601_SHARE | 3 RRU 01 B5 | 3 | 1 DUW 31 01 | 1 | RBS 6601 | N/A | 0 | N/A | 0 | N/A | N/A | 0 | N/A | 0 | N/A | 3 RRUS 11 B4 | 3 | 1 DUS 31 01 | 1 | RBS6601_SHARE | 3 R 2217B2 | 3 | 0 DUS 3101 | 0 | RBS 6601 | 0 | 0 | 0 | 0 | 0 | 12 | Batch 1 Prio 3 |  | 3Y Plan 2024 - Bach 1 | 2024 | GWL | 2024-02-22 | 8 | -Mod. 850 (1-2) ; Exp. LTE (AB) ; MIMO4 LTE (FI) ; Sectorizar (DEGH) | 2 | 0 | 0 | 3 | 1 | 0 |  | 6 | 12 |  | 0 | 0 | 1 | 0 | 2 | 2 | 0 | 5 | Mod. 850 (1-2) ; Exp. LTE (AB) ; MIMO4 LTE (FI) ; Sectorizar (DEGH) | DEFGHI | AB(1-2) | 1 | 1 | 0 | Baseband 6631 | [13 empty] | INST : Mod. 850 / LTE 700 / Sectorize AWS&1900 / |  | MIC BO 3YPlan 2023_1BB_6R_5A | 1 | 1xBaseband 6631, 2xRadio 2219 B5, 3xRadio 4499 44B2/25 44B66A, 1xRadio 4478 B12A, |  | 1xAntenna 4pH, 2xAntenna 4pL4pH , 2xTwin Beam Antenna, | [29 empty] | 8 | [5 empty] | 20 | 2 |  |  |  |  | 50 | 6 | 252 | 42 |  |  |  | #N/A | +591 75137341 | [8 empty] | 0 | 14 | [66 empty] | 1xBaseband 6631, 2xRadio 2219 B5, 3xRadio 4499 44B2/25 44B66A, 1xRadio 4478 B12A, 1xAntenna 4pH, 2xAntenna 4pL4pH , 2xTwin Beam Antenna, | EXISTING SITE 2G/3G 850/AWS/LTE 1900/ L:DEFGHI-> INST : Mod. 850 / LTE 700 / Sectorize AWS&1900 / New :AB(1-2)
507 | 0 | 0 | Proyecto Millicom Bolivia 3YPlan 2023 | CIZ | Urb Colinas del Izozog | 0 | -17.8935 | -63.2267 | Urban | 0 | 0 | Santa Cruz | 25 | Selfsupported | Enclosure 6150 | 0 | 0 | 3 | 0 | 0 | 3 | 3 | 0 | 0 | 9 |  | 1 BB 6630 WL | 0 | 0 | 0 | 0 | 0 | 3 R 2219 B5 | 3 | 1 BB 6630 WL | 1 | RBS 6630 | 0 | 0 | 0 | 0 | 0 | 3 R 4478 B12A | 3 | 0 BB 6630 WL | 0 | RBS 6630 | 3 R 4415 B66A | 3 | 0 BB 6630 WL | 0 | RBS 6630 | 0 | 0 | 0 | 0 | 0 | 0 | 0 | 0 | 0 | 0 | 9 | Batch-2.1 |  | 3Y Plan 2024 - Bach 1 | 2024 | WL | 2024-02-22 | 8 | -Mod. 850 (1-2-3) ; Sectorizar (DEFGHI) | 0 | 3 | 0 | 0 | 0 | 0 |  | 3 | 9 |  | 0 | 0 | 0 | 0 | 0 | 3 | 0 | 3 | Mod. 850 (1-2-3) ; Sectorizar (DEFGHI) | ABCDEF | GHI(1-2-3) | 12 | 0 | 0 | [14 empty] | INST : Mod. 850 / Sectorize AWS&1900 / |  | MIC BO 3YPlan 2023_3R_3A | 23 | 3xRadio 4415 B2/25, |  | 3xTwin Beam Antenna, | [27 empty] | 0 |  | 0 | [5 empty] | 24 | [5 empty] | 50 | 3 | 126 | 42 |  |  |  | #N/A | +591 75137341 | [8 empty] | 0 | 14 | [66 empty] | 3xRadio 4415 B2/25, 3xTwin Beam Antenna, | EXISTING SITE 3G 850/LTE 700/AWS/ L:ABCDEF-> INST : Mod. 850 / Sectorize AWS&1900 / New :GHI(1-2-3)
303 | / LTE RO 2020 Capacity H2 - 1900Mhz | 0 | Proyecto Millicom Bolivia 3YPlan 2023 | ESV | Escuadron Velasco | In Services | -17.8028 | -63.1938 | Urban | Santa Cruz de la Sierra | Andres Ibanez | Santa Cruz | 25 | Selfsupported | RBS6101 | - | 3 | 3 | 0 | 3 | 0 | 3 | 0 | 0 | 12 |  | 1 DUG 20 01-1 DUW 31 01-1 DUW 41 01-1 DUS 31 02 | 3 RRUS 01 B5 | 3 | 1 DUG 20 01 | 1 | RBS 6601_SHARE | 3 RRU 01 B5 | 3 | 1 DUW 31 01 | 1 | RBS 6601 | 3 RRUS 01 B2 W | 3 | 1 DUW 41 01 | 1 | RBS 6601 | N/A | 0 | N/A | 0 | N/A | 3 RRUS 32 B4 | 3 | 1 DUS 31 02 | 1 | RBS6601_SHARE | N/A | 0 | N/A | 0 | N/A | 0 | 0 | 0 | 0 | 0 | 12 | Batch 1 Prio 3 |  | 3Y Plan 2024 - Bach 1 | 2024 | GWL | 2024-02-28 | 9 | -Mod. 850 (1-2-3) ; Exp. LTE (AC) ; Sectorizar (DEFGHI) | 3 | 0 | 0 | 0 | 1 | 0 |  | 4 | 12 |  | 0 | 0 | 0 | 0 | 2 | 3 | 0 | 5 | Mod. 850 (1-2-3) ; Exp. LTE (AC) ; Sectorizar (DEFGHI) | DEFGHI | AC(1-2-3) | 1 | 1 | 0 | Baseband 6631 | [13 empty] | INST : Mod. 850 / LTE 700 / Sectorize AWS&1900 / |  | MIC BO 3YPlan 2023_1BB_4R_5A | 3 | 1xBaseband 6631, 3xRadio 2219 B5, 1xRadio 4478 B12A, |  | 2xAntenna 4pL4pH , 3xTwin Beam Antenna, | [29 empty] | 8 |  |  |  | 12 |  | 20 | 2 |  |  | 4 |  | 50 | 4 | 168 | 42 |  |  |  | #N/A | +591 75137341 | [8 empty] | 0 | 14 | [66 empty] | 1xBaseband 6631, 3xRadio 2219 B5, 1xRadio 4478 B12A, 2xAntenna 4pL4pH , 3xTwin Beam Antenna, | EXISTING SITE 2G/3G 850/3G 1900/AWS/ L:DEFGHI-> INST : Mod. 850 / LTE 700 / Sectorize AWS&1900 / New :AC(1-2-3) | [12 empty] | 84 | 168
326 | / LTE RO 2020 Capacity H1 - AWS / LTE RO 2020 Capacity H2 - 1900Mhz | 0 | Proyecto Millicom Bolivia 3YPlan 2023 | FRA | Zona Franca | In Services | -17.5756 | -63.1588 | Urban | Warnes | Warnes | Santa Cruz | 60 | Selfsupported | RBS6101 | E6150 | 0 | 0 | 3 | 3 | 3 | 3 | 0 | 0 | 12 |  | 1 DUG 20 01-1 BB 6630 WL | 3 RRUS 12B5 GW | 3 | 1 DUG 20 01 | 1 | RBS 6101 | 0 RRUS 12B5 GW | 0 | 1 BB 6630 WL | 1 | RBS 6630 | 3 RRUS 01 B2 W | 3 | 0 BB 6630 WL | 0 | RBS 6630 | 3 RRUS 11 B12 | 3 | 0 BB 6630 WL | 0 | RBS 6630 | 3 R4415B66A | 3 | 0 BB 6630 WL | 0 | RBS 6630 | N/A | 0 | N/A | 0 | N/A | 0 | 0 | 0 | 0 | 0 | 12 | Batch 1_Prio 4 |  | 3Y Plan 2024 - Bach 1 | 2024 | GWL | 2024-02-28 | 9 | -Mod. 850 (1-2-3) ; Sectorizar (DFGI) | 3 | 2 | 0 | 0 | 0 | 0 |  | 5 | 12 |  | 0 | 0 | 0 | 0 | 0 | 2 | 0 | 2 | Mod. 850 (1-2-3) ; Sectorizar (DFGI) | ABCDEFH | GI(1-2-3) | 2 | 0 | 0 | [14 empty] | INST : Mod. 850 / Sectorize AWS&1900 / |  | MIC BO 3YPlan 2023_5R_2A | 1 | 3xRadio 2219 B5, 2xRadio 4415 B2/25, |  | 2xTwin Beam Antenna, | [27 empty] | 0 |  | 0 | [5 empty] | 22 | [5 empty] | 100 | 5 | 405 | 81 |  |  |  | #N/A | +591 75137341 | [8 empty] | 0 | 14 | [66 empty] | 3xRadio 2219 B5, 2xRadio 4415 B2/25, 2xTwin Beam Antenna, | EXISTING SITE MIXMODE 850/3G 1900/LTE 700/AWS/ L:ABCDEFH-> INST : Mod. 850 / Sectorize AWS&1900 / New :GI(1-2-3)
390 | RO H1 2021 New Sites / LTE RO 2019 Capacity H1 | 0 | Proyecto Millicom Bolivia 3YPlan 2023 | FRA2 | Zona Franca 2 | In Services | -17.5884 | -63.1492 | Urban | 0 | 0 | Santa Cruz | 45 | Poste Metálico | Enclosure 6150 | 0 | 0 | 3 | 0 | 0 | 3 | 3 | 0 | 0 | 9 |  | 1 BB 6630 WL | N/A | 0 | N/A | 0 | N/A | 3 R 2219 B5 | 3 | 1 BB 6630 WL | 1 | RBS 6630 | N/A | 0 | N/A | 0 | N/A | 2 R 4478 B12A | 3 | 0 BB 6630 WL | 0 | RBS 6630 | 3 R 4415 B66A | 3 | 0 BB 6630 WL | 0 | RBS 6630 | N/A | 0 | N/A | 0 | N/A | 0 | 0 | 0 | 0 | 0 | 9 | Batch-2.1 |  | 3Y Plan 2024 - Bach 1 | 2024 | WL | 2024-02-28 | 9 | -Mod. 850 (1-2-3) ; Exp. LTE (I) ; Sectorizar (DEGH) | 0 | 3 | 0 | 0 | 0 | 0 |  | 3 | 9 |  | 0 | 0 | 1 | 0 | 0 | 2 | 0 | 3 | Mod. 850 (1-2-3) ; Exp. LTE (I) ; Sectorizar (DEGH) | ABCDEF | GHI(1-2-3) | 2 | 0 | 0 | [14 empty] | INST : Mod. 850 / LTE 1900 / Sectorize AWS&1900 / |  | MIC BO 3YPlan 2023_3R_3A | 23 | 3xRadio 4415 B2/25, |  | 1xAntenna 4pH, 2xTwin Beam Antenna, | [27 empty] | 2 |  | 2 | [5 empty] | 28 | [5 empty] | 70 | 3 | 192 | 64 |  |  |  | #N/A | +591 75137341 | [8 empty] | 0 | 14 | [66 empty] | 3xRadio 4415 B2/25, 1xAntenna 4pH, 2xTwin Beam Antenna, | EXISTING SITE 3G 850/LTE 700/AWS/ L:ABCDEF-> INST : Mod. 850 / LTE 1900 / Sectorize AWS&1900 / New :GHI(1-2-3)
410 | 0 | RO 2022 Capacity H2 | Proyecto Millicom Bolivia 3YPlan 2023 | GRT | Maria Goreti | In Services | -17.7699 | -63.1779 | Urban | Santa Cruz de la Sierra | Andres Ibanez | Santa Cruz | 6 | Monopolo | RBS6101 | - | 3 | 3 | 0 | 0 | 0 | 3 | 2 | 0 | 11 |  | 1 DUG 20 01-1 DUW 31 01-1 DUS 31 02 | 3 RRUS 01 B5 | 3 | 1 DUG 20 01 | 1 | RBS6601_SHARE | 3 RRUS 01 B5 | 3 | 1 DUW 31 01 | 1 | RBS6601 | N/A | 0 | N/A | 0 | N/A | N/A | 0 | N/A | 0 | N/A | 3 RRUS 32 B4 | 3 | 1 DUS 31 02 | 1 | RBS6601_SHARE | 2 R 4415 B2 B25 | 2 | 0 DUS 31 02 | 0 | RBS6601_SHARE | 0 | 0 | 0 | 0 | 0 | 11 | Batch 1 Prio 3 |  | 3Y Plan 2024 - Bach 1 | 2024 | GWL | 2024-02-28 | 9 | -Mod. 850 (1-2-3) ; Exp. LTE (CGH) ; Sectorizar (FI) | 3 | 1 | 0 | 0 | 1 | 0 |  | 5 | 11 |  | 0 | 0 | 1 | 0 | 1 | 1 | 0 | 3 | Mod. 850 (1-2-3) ; Exp. LTE (CGH) ; Sectorizar (FI) | DEFHI | CG(1-2-3) | 1 | 1 | 0 | Baseband 6631 | [13 empty] | INST : Mod. 850 / LTE 700 / LTE 1900 / Sectorize AWS&1900 / |  | MIC BO 3YPlan 2023_1BB_5R_3A | 15 | 1xBaseband 6631, 3xRadio 2219 B5, 1xRadio 4415 B2/25, 1xRadio 4478 B12A, |  | 1xAntenna 4pH, 1xAntenna 4pL4pH , 1xTwin Beam Antenna, | [27 empty] | 4 |  | 4 |  |  |  |  | 4 |  | 16 |  |  |  |  | 30 | 5 | 105 | 21 |  |  |  | #N/A | +591 71369827 | [8 empty] | 0 | 14 | [66 empty] | 1xBaseband 6631, 3xRadio 2219 B5, 1xRadio 4415 B2/25, 1xRadio 4478 B12A, 1xAntenna 4pH, 1xAntenna 4pL4pH , 1xTwin Beam Antenna, | EXISTING SITE 2G/3G 850/AWS/LTE 1900/ L:DEFHI-> INST : Mod. 850 / LTE 700 / LTE 1900 / Sectorize AWS&1900 / New :CG(1-2-3)
417 | / LTE RO 2020 Capacity H1 - AWS/High Load Cells_Only F1 | 0 | Proyecto Millicom Bolivia 3YPlan 2023 | GBR2 | Guabira II | In Services | -17.2955 | -63.2705 | Rural | Montero | Obispo Santisteban | Santa Cruz | 25 | Selfsupported | Enclosure 6150 | - | 0 | 3 | 0 | 0 | 3 | 3 | 0 | 0 | 9 |  | 1 BB 5216 WL | N/A | 0 | N/A | 0 | N/A | 3 R 2219 B5 | 3 | 1 BB 5216 WL | 1 | RBS 6601 | N/A | 0 | N/A | 0 | N/A | 3 RRUS 11 B12 | 3 | 0 BB 5216 WL | 0 | RBS 6601 | 3 R 4415 B66A | 3 | 0 BB 5216 WL | 0 | RBS 6601 | N/A | 0 | N/A | 0 | N/A | 0 | 0 | 0 | 0 | 0 | 9 | Batch-2.1 |  | 3Y Plan 2024 - Bach 1 | 2024 | WL | 2024-02-28 | 9 | -Mod. 850 (2) ; Exp. LTE (G) ; Sectorizar (EH) | 0 | 2 | 0 | 0 | 0 | 0 |  | 2 | 9 |  | 0 | 0 | 1 | 0 | 0 | 1 | 0 | 2 | Mod. 850 (2) ; Exp. LTE (G) ; Sectorizar (EH) | ABCDEF | HG(2) | 1 | 1 | 0 | Baseband 6631 | [13 empty] | INST : Mod. 850 / LTE 1900 / Sectorize AWS&1900 / |  | MIC BO 3YPlan 2023_1BB_2R_2A | 33 | 1xBaseband 6631, 2xRadio 4415 B2/25, |  | 1xAntenna 4pH, 1xTwin Beam Antenna, | [33 empty] | 4 |  | 12 | [5 empty] | 50 | 2 | 84 | 42 |  |  |  | #N/A | +591 75137341 | [8 empty] | 0 | 14 | [66 empty] | 1xBaseband 6631, 2xRadio 4415 B2/25, 1xAntenna 4pH, 1xTwin Beam Antenna, | EXISTING SITE 3G 850/LTE 700/AWS/ L:ABCDEF-> INST : Mod. 850 / LTE 1900 / Sectorize AWS&1900 / New :HG(2)
436 | 0 | 0 | Proyecto Millicom Bolivia 3YPlan 2023 | FEX | Fexpo | In Services | -17.7826 | -63.204 | Urban | Santa Cruz de la Sierra | Andres Ibanez | Santa Cruz | 6 | Monopolo | RBS6101 | - | 3 | 3 | 0 | 3 | 0 | 3 | 1 | 0 | 13 |  | 1 DUG 20 01-1 DUW 31 01-1 DUW 31 01-1 BB 6630 L | 3 RRU 01 B5 | 3 | 1 DUG 20 01 | 1 | RBS 6601 | 3 RRU 01 B5 | 3 | 1 DUW 31 01 | 1 | RBS6601_SHARE | 3 RRUS 01 B2 W | 3 | 1 DUW 31 01 | 1 | RBS 6601_SHARE | N/A | 0 | N/A | 0 | N/A | 3 RRU 11 B4 | 3 | 1 BB 6630 L | 1 | RBS6630 | 1 R 4415 B2/B25 | 1 | 0 BB 6630 L | 0 | RBS6630 | 0 | 0 | 0 | 0 | 0 | 13 | Batch 1 Prio 3 |  | 3Y Plan 2024 - Bach 1 | 2024 | GWL | 2024-02-28 | 9 | -Mod. 850 (2) ; Exp. LTE (B) ; MIMO4 LTE (D) ; Sectorizar (EH) | 1 | 0 | 2 | 0 | 1 | 0 |  | 4 | 13 |  | 0 | 0 | 1 | 0 | 1 | 1 | 0 | 3 | Mod. 850 (2) ; Exp. LTE (B) ; MIMO4 LTE (D) ; Sectorizar (EH) | DEFH | B(2) | 1 | 0 | 0 | [14 empty] | INST : Mod. 850 / LTE 700 / Sectorize AWS&1900 / |  | MIC BO 3YPlan 2023_4R_3A | 11 | 1xRadio 2219 B5, 2xRadio 4415 B66A, 1xRadio 4478 B12A, |  | 1xAntenna 4pH, 1xAntenna 4pL4pH , 1xTwin Beam Antenna, | [29 empty] | 8 |  |  |  |  | 4 |  | 16 |  |  |  |  | 30 | 4 | 84 | 21 |  |  |  | #N/A | +591 71369827 | [8 empty] | 0 | 14 | [66 empty] | 1xRadio 2219 B5, 2xRadio 4415 B66A, 1xRadio 4478 B12A, 1xAntenna 4pH, 1xAntenna 4pL4pH , 1xTwin Beam Antenna, | EXISTING SITE 2G/3G 850/3G 1900/AWS/LTE 1900/ L:DEFH-> INST : Mod. 850 / LTE 700 / Sectorize AWS&1900 / New :B(2)
487 | / LTE RO 2020 Capacity H1 - 1900Mhz | 0 | Proyecto Millicom Bolivia 3YPlan 2023 | GUE | Guevara | In Services | -17.8054 | -63.1343 | Urban | Santa Cruz de la Sierra | Andres Ibanez | Santa Cruz | 40 | Selfsupported | RBS6101 | - | 3 | 3 | 0 | 0 | 3 | 3 | 3 | 0 | 15 |  | 1 DUG 20 01-1 DUW 31 01-1 DUS 31 01 | 3 RRUS 12 B5 | 3 | 1 DUG 20 01 | 1 | RBS 6601_SHARE | 3 RRU 01 B5 | 3 | 1 DUW 31 01 | 1 | RBS 6601 | N/A | 0 | N/A | 0 | N/A | 3 RRUS 11 B12 | 3 | 1 DUS 31 01 | 1 | RBS6601_SHARE | 1 RRUS 11 B4 2 RRUS 32 B4 | 3 | 0 DUS 31 01 | 0 | RBS6601_SHARE | 3 R 2217B2 | 3 | 0 DUS 31 01 | 0 | RBS6601_SHARE | 0 | 0 | 0 | 0 | 0 | 15 | Batch 1_Prio 4 |  | 3Y Plan 2024 - Bach 1 | 2024 | GWL | 2024-02-28 | 9 | -Mod. 850 (1-2-3) ; Sectorizar (DEFGHI) | 3 | 2 | 0 | 1 | 0 | 0 |  | 6 | 15 |  | 0 | 0 | 0 | 0 | 0 | 3 | 0 | 3 | Mod. 850 (1-2-3) ; Sectorizar (DEFGHI) | ABCDEFGHI | (1-2-3) | 12 | 1 | 0 | Baseband 6631 | [13 empty] | INST : Mod. 850 / Sectorize AWS&1900 / |  | MIC BO 3YPlan 2023_1BB_6R_3A | 21 | 1xBaseband 6631, 3xRadio 2219 B5, 2xRadio 4415 B2/25, 1xRadio 4499 44B2/25 44B66A, |  | 3xTwin Beam Antenna, | [27 empty] | 0 |  | 0 |  |  |  | 8 |  | 18 | [5 empty] | 70 | 6 | 354 | 59 |  |  |  | #N/A | +591 71369827 | [8 empty] | 0 | 14 | [66 empty] | 1xBaseband 6631, 3xRadio 2219 B5, 2xRadio 4415 B2/25, 1xRadio 4499 44B2/25 44B66A, 3xTwin Beam Antenna, | EXISTING SITE 2G/3G 850/LTE 700/AWS/LTE 1900/ L:ABCDEFGHI-> INST : Mod. 850 / Sectorize AWS&1900 / New :(1-2-3)
491 | / LTE RO 2020 Capacity H1 - AWS/High Load Cells_Only F1 | 0 | Proyecto Millicom Bolivia 3YPlan 2023 | GMB | Guembe | In Services | -17.7675 | -63.2408 | Urban | Porongo (Ayacucho) | Andres Ibanez | Santa Cruz | 60 | Selfsupported | RBS6101 | Enclosure 6150 | 3 | 3 | 0 | 0 | 3 | 3 | 0 | 0 | 12 |  | 1 BB 6630 GWL | 3 RRU 01 B5 | 3 | 1 BB 6630 GWL | 1 | RBS 6630 | 3 RRU 01 B5 | 3 | 0 BB 6630 GWL | 0 | RBS 6630 | N/A | 0 | N/A | 0 | N/A | 3 RRUS 11 B12 | 3 | 0 BB 6630 GWL | 0 | RBS 6630 | 3 R4415 B66A | 3 | 0 BB 6630 GWL | 0 | RBS 6630 | N/A | 0 | N/A | 0 | N/A | 0 | 0 | 0 | 0 | 0 | 12 | Batch 1_Prio 4 |  | 3Y Plan 2024 - Bach 1 | 2024 | GWL | 2024-02-28 | 9 | -Mod. 850 (1-2-3) ; Sectorizar (DEFGHI) | 3 | 3 | 0 | 0 | 0 | 0 |  | 6 | 12 |  | 0 | 0 | 0 | 0 | 0 | 3 | 0 | 3 | Mod. 850 (1-2-3) ; Sectorizar (DEFGHI) | ABCDEF | GHI(1-2-3) | 12 | 0 | 0 | [14 empty] | INST : Mod. 850 / Sectorize AWS&1900 / |  | MIC BO 3YPlan 2023_6R_3A | 5 | 3xRadio 2219 B5, 3xRadio 4415 B2/25, |  | 3xTwin Beam Antenna, | [27 empty] | 0 |  | 0 | [5 empty] | 26 | [5 empty] | 100 | 6 | 486 | 81 |  |  |  | #N/A | +591 71369827 | [8 empty] | 0 | 14 | [66 empty] | 3xRadio 2219 B5, 3xRadio 4415 B2/25, 3xTwin Beam Antenna, | EXISTING SITE 2G/3G 850/LTE 700/AWS/ L:ABCDEF-> INST : Mod. 850 / Sectorize AWS&1900 / New :GHI(1-2-3)
517 | 0 | RO 2022 Capacity H2 | Proyecto Millicom Bolivia 3YPlan 2023 | FAS | Fernandez Alonso | In Services | -17.0154 | -63.2197 | Rural | Fernandez Alonso | Obispo Santisteban | Santa Cruz | 60 | Selfsupported | RBS6101 | - | 3 | 3 | 0 | 0 | 0 | 1 | 0 | 1 | 8 |  | 1 DUG 20 01-1 DUW 41 01-1 BB 5212 L | 3 RRUS 01 B5 | 3 | 1 DUG 20 01 | 1 | RBS 6601_SHARE | 3 RRU 01 B5 | 3 | 1 DUW 41 01 | 1 | RBS 6601 | N/A | 0 | N/A | 0 | N/A | N/A | 0 | N/A | 0 | N/A | 1 RRUS 11 B4 | 1 | 1 BB 5212 L | 1 | RBS6601_SHARE | N/A | 0 | N/A | 0 | N/A | 1 R 4499 B2B25B66A | 1 | 0 BB 5212 L | 0 | RBS6601_SHARE | 8 | Batch 1 Prio 3 |  | 3Y Plan 2024 - Bach 1 | 2024 | GWL | 2024-02-28 | 9 | -Mod. 850 (1) ; Sectorizar (DG) | 1 | 0 | 1 | 0 | 0 | 0 |  | 2 | 8 |  | 0 | 0 | 0 | 0 | 0 | 1 | 0 | 1 | Mod. 850 (1) ; Sectorizar (DG) | ADG | (1) | 3 | 1 | 0 | Baseband 6631 | [13 empty] | INST : Mod. 850 / Sectorize AWS&1900 / |  | MIC BO 3YPlan 2023_1BB_2R_1A | 8 | 1xBaseband 6631, 1xRadio 2219 B5, 1xRadio 4415 B66A, |  | 1xTwin Beam Antenna, | [27 empty] | 0 |  | 0 |  |  |  | 4 |  | 10 | [5 empty] | 100 | 2 | 162 | 81 |  |  |  | #N/A | +591 75137341 | [8 empty] | 0 | 14 | [66 empty] | 1xBaseband 6631, 1xRadio 2219 B5, 1xRadio 4415 B66A, 1xTwin Beam Antenna, | EXISTING SITE 2G/3G 850/AWS/LTE AWS&1900/ L:ADG-> INST : Mod. 850 / Sectorize AWS&1900 / New :(1)
331 | RO 2021 - LTE Capacity H2/0 | 0 | Proyecto Millicom Bolivia 3YPlan 2023 | MCR | Montero Centro | In Services | -17.3428 | -63.2555 | Urban | Montero | Obispo Santisteban | Santa Cruz | 8 | Monopolo | RBS6101 | - | 3 | 3 | 0 | 0 | 0 | 3 | 3 | 0 | 12 |  | 1 DUG 20 01-1 DUW 31 01-1 BB 6630 L | 3 RRUS 01 B5 | 3 | 1 DUG 20 01 | 1 | RBS6601_SHARE | 3 RRUS 01 B5 | 3 | 1 DUW 31 01 | 1 | RBS6601 | N/A | 0 | N/A | 0 | N/A | N/A | 0 | N/A | 0 | N/A | 3 RRUS 11 B4 | 3 | 1 BB 6630 L | 1 | RBS6630 | 3 R 4415 B2/B25 | 3 | 0 BB 6630 L | 0 | RBS6630 | 0 | 0 | 0 | 0 | 0 | 12 | Batch 1 Prio 3 |  | 3Y Plan 2024 - Bach 1 | 2024 | GWL | 2024-03-04 | 10 | -Mod. 850 (1-2-3) ; Exp. LTE (A) ; MIMO4 LTE (D) ; Sectorizar (EFHI) | 3 | 0 | 3 | 0 | 1 | 0 |  | 7 | 12 |  | 0 | 0 | 0 | 0 | 1 | 2 | 0 | 3 | Mod. 850 (1-2-3) ; Exp. LTE (A) ; MIMO4 LTE (D) ; Sectorizar (EFHI) | DEFGHI | A(1-2-3) | 1 | 0 | 0 | [14 empty] | INST : Mod. 850 / LTE 700 / Sectorize AWS&1900 / |  | MIC BO 3YPlan 2023_7R_3A | 1 | 3xRadio 2219 B5, 3xRadio 4415 B66A, 1xRadio 4478 B12A, |  | 1xAntenna 4pL4pH , 2xTwin Beam Antenna, | [29 empty] | 4 |  |  |  |  | 8 |  | 30 |  |  |  |  | 30 | 7 | 161 | 23 |  |  |  | #N/A | +591 75137341 | [8 empty] | 0 | 14 | [66 empty] | 3xRadio 2219 B5, 3xRadio 4415 B66A, 1xRadio 4478 B12A, 1xAntenna 4pL4pH , 2xTwin Beam Antenna, | EXISTING SITE 2G/3G 850/AWS/LTE 1900/ L:DEFGHI-> INST : Mod. 850 / LTE 700 / Sectorize AWS&1900 / New :A(1-2-3)
340 | 0 | RO 2022 Capacity H2 | Proyecto Millicom Bolivia 3YPlan 2023 | LCT | La Chonta | In Services | -17.7028 | -63.1609 | Urban | Santa Cruz de la Sierra | Andres Ibanez | Santa Cruz | 40 | Selfsupported | PBC6200 | - | 3 | 3 | 0 | 0 | 0 | 3 | 2 | 0 | 11 |  | 1 DUG 20 01-1 DUW 31 01-1 BB 5212 L | 3 RRUS 12 B5 | 3 | 1 DUG 20 01 | 1 | RBS 6601_SHARE | 3 RRU 01 B5 | 3 | 1 DUW 31 01 | 1 | RBS 6601 | N/A | 0 | N/A | 0 | N/A | N/A | 0 | N/A | 0 | N/A | 3 RRUS 32 B4 | 3 | 1 BB 5212 L | 1 | RBS6601_SHARE | 2 R 4415 B2 B25 | 2 | 0 BB 5212 L | 0 | RBS 6601_SHARE | 0 | 0 | 0 | 0 | 0 | 11 | Batch 1 Prio 3 |  | 3Y Plan 2024 - Bach 1 | 2024 | GWL | 2024-03-04 | 10 | -Mod. 850 (1-2-3) ; Exp. LTE (H) ; Sectorizar (DFGI) | 3 | 1 | 0 | 0 | 0 | 0 |  | 4 | 11 |  | 0 | 0 | 1 | 0 | 0 | 2 | 0 | 3 | Mod. 850 (1-2-3) ; Exp. LTE (H) ; Sectorizar (DFGI) | DEFGI | H(1-2-3) | 2 | 1 | 0 | Baseband 6631 | [13 empty] | INST : Mod. 850 / LTE 1900 / Sectorize AWS&1900 / |  | MIC BO 3YPlan 2023_1BB_4R_3A | 10 | 1xBaseband 6631, 3xRadio 2219 B5, 1xRadio 4415 B2/25, |  | 1xAntenna 4pH, 2xTwin Beam Antenna, | [33 empty] | 8 |  | 18 | [5 empty] | 70 | 4 | 236 | 59 |  |  |  | #N/A | +591 71369827 | [8 empty] | 0 | 14 | [66 empty] | 1xBaseband 6631, 3xRadio 2219 B5, 1xRadio 4415 B2/25, 1xAntenna 4pH, 2xTwin Beam Antenna, | EXISTING SITE 2G/3G 850/AWS/LTE 1900/ L:DEFGI-> INST : Mod. 850 / LTE 1900 / Sectorize AWS&1900 / New :H(1-2-3)
342 | / LTE RO 2020 Capacity H1 - 1900Mhz | 0 | Proyecto Millicom Bolivia 3YPlan 2023 | IDB | Iglesia Don Bosco | In Services | -17.7939 | -63.176 | Urban | Santa Cruz de la Sierra | Andres Ibanez | Santa Cruz | 8 | Monopolo | RBS6101 | - | 3 | 3 | 0 | 0 | 0 | 3 | 3 | 0 | 12 |  | 1 DUG 20 01-1 DUW 31 01-1 DUS 31 02 | 3 RRU 01 B5 | 3 | 1 DUG 20 01 | 1 | RBS 6601_SHARE | 3 RRU 01 B5 | 3 | 1 DUW 31 01 | 1 | RBS6601_SHARE | N/A | 0 | N/A | 0 | N/A | N/A | 0 | N/A | 0 | N/A | 3 RRU 11 B4 | 3 | 1 DUS 31 02 | 1 | RBS6601_SHARE | 3 R 2217B2 | 3 | 0 DUS 31 02 | 0 | RBS6601_SHARE | 0 | 0 | 0 | 0 | 0 | 12 | Batch 1 Prio 3 |  | 3Y Plan 2024 - Bach 1 | 2024 | GWL | 2024-03-04 | 10 | -Mod. 850 (1-2-3) ; Exp. LTE (A) ; Sectorizar (DEFGHI) | 3 | 0 | 0 | 3 | 1 | 0 |  | 7 | 12 |  | 0 | 0 | 0 | 0 | 1 | 3 | 0 | 4 | Mod. 850 (1-2-3) ; Exp. LTE (A) ; Sectorizar (DEFGHI) | DEFGHI | A(1-2-3) | 1 | 1 | 0 | Baseband 6631 | [13 empty] | INST : Mod. 850 / LTE 700 / Sectorize AWS&1900 / |  | MIC BO 3YPlan 2023_1BB_7R_4A | 2 | 1xBaseband 6631, 3xRadio 2219 B5, 3xRadio 4499 44B2/25 44B66A, 1xRadio 4478 B12A, |  | 1xAntenna 4pL4pH , 3xTwin Beam Antenna, | [29 empty] | 4 | [6 empty] | 24 |  |  |  |  | 30 | 7 | 161 | 23 |  |  |  | #N/A | +591 71369827 | [8 empty] | 0 | 14 | [66 empty] | 1xBaseband 6631, 3xRadio 2219 B5, 3xRadio 4499 44B2/25 44B66A, 1xRadio 4478 B12A, 1xAntenna 4pL4pH , 3xTwin Beam Antenna, | EXISTING SITE 2G/3G 850/AWS/LTE 1900/ L:DEFGHI-> INST : Mod. 850 / LTE 700 / Sectorize AWS&1900 / New :A(1-2-3)
345 | / LTE RO 2020 Capacity H1 - 1900Mhz | 0 | Proyecto Millicom Bolivia 3YPlan 2023 | HAC | La Hacienda | In Services | -17.7435 | -63.1591 | Urban | Santa Cruz de la Sierra | Andres Ibanez | Santa Cruz | 30 | Selfsupported | PBC6200 | - | 3 | 3 | 0 | 0 | 0 | 3 | 3 | 0 | 12 |  | 1 DUG 20 01-1 DUW 31 01-1 DUS 31 02 | 3 RRU 12 B5 | 3 | 1 DUG 20 01 | 1 | RBS 6601_SHARE | 3 RRU 01 B5 | 3 | 1 DUW 31 01 | 1 | RBS6601 | N/A | 0 | N/A | 0 | N/A | N/A | 0 | N/A | 0 | N/A | 3 RRU 11 B4 | 3 | 1 DUS 31 02 | 1 | RBS6601_SHARE | 3 R 2217B2 | 3 | 0 DUS 31 02 | 0 | RBS6601_SHARE | 0 | 0 | 0 | 0 | 0 | 12 | Batch 1 Prio 3 |  | 3Y Plan 2024 - Bach 1 | 2024 | GWL | 2024-03-04 | 10 | -Mod. 850 (1-2) ; Exp. LTE (AC) ; MIMO4 LTE (DFGI) ; Sectorizar (EH) | 2 | 0 | 0 | 3 | 1 | 0 |  | 6 | 12 |  | 0 | 0 | 0 | 0 | 2 | 1 | 0 | 3 | Mod. 850 (1-2) ; Exp. LTE (AC) ; MIMO4 LTE (DFGI) ; Sectorizar (EH) | DEFGHI | AC(1-2) | 1 | 1 | 0 | Baseband 6631 | [13 empty] | INST : Mod. 850 / LTE 700 / Sectorize AWS&1900 / |  | MIC BO 3YPlan 2023_1BB_6R_3A | 21 | 1xBaseband 6631, 2xRadio 2219 B5, 3xRadio 4499 44B2/25 44B66A, 1xRadio 4478 B12A, |  | 2xAntenna 4pL4pH , 1xTwin Beam Antenna, | [27 empty] | 4 |  | 4 |  |  |  | 4 |  | 22 | 2 |  |  |  |  | 70 | 6 | 288 | 48 |  |  |  | #N/A | +591 71369827 | [8 empty] | 0 | 14 | [66 empty] | 1xBaseband 6631, 2xRadio 2219 B5, 3xRadio 4499 44B2/25 44B66A, 1xRadio 4478 B12A, 2xAntenna 4pL4pH , 1xTwin Beam Antenna, | EXISTING SITE 2G/3G 850/AWS/LTE 1900/ L:DEFGHI-> INST : Mod. 850 / LTE 700 / Sectorize AWS&1900 / New :AC(1-2)
353 | 0 | 0 | Proyecto Millicom Bolivia 3YPlan 2023 | MRTO | Mercado Retoño | In Services | -17.7414 | -63.0768 | Urban | 0 | 0 | Santa Cruz | 25 | Selfsupported | Enclosure 6150 | - | 0 | 3 | 0 | 0 | 3 | 3 | 0 | 0 | 9 |  | 1 BB 6630 WL | N/A | 0 | N/A | 0 | N/A | 3 R 2219 B5 | 3 | 1 BB 6630 WL | 1 | RBS 6630 | N/A | 0 | N/A | 0 | N/A | 3 R 4478 B12A | 3 | 0 BB 6630 WL | 0 | RBS 6630 | 3 R 4415 B66A | 3 | 0 BB 6630 WL | 0 | RBS 6630 | N/A | 0 | N/A | 0 | N/A | N/A | 0 | N/A | 0 | N/A | 9 | Batch-2.1 |  | 3Y Plan 2024 - Bach 1 | 2024 | WL | 2024-03-04 | 10 | -Mod. 850 (1-2-3) ; Sectorizar (DEFGHI) | 0 | 3 | 0 | 0 | 0 | 0 |  | 3 | 9 |  | 0 | 0 | 0 | 0 | 0 | 3 | 0 | 3 | Mod. 850 (1-2-3) ; Sectorizar (DEFGHI) | ABCDEF | GHI(1-2-3) | 12 | 0 | 0 | [14 empty] | INST : Mod. 850 / Sectorize AWS&1900 / |  | MIC BO 3YPlan 2023_3R_3A | 23 | 3xRadio 4415 B2/25, |  | 3xTwin Beam Antenna, | [27 empty] | 0 |  | 0 | [5 empty] | 24 | [5 empty] | 50 | 3 | 126 | 42 |  |  |  | #N/A | +591 75137341 | [8 empty] | 0 | 14 | [66 empty] | 3xRadio 4415 B2/25, 3xTwin Beam Antenna, | EXISTING SITE 3G 850/LTE 700/AWS/ L:ABCDEF-> INST : Mod. 850 / Sectorize AWS&1900 / New :GHI(1-2-3)
396 | RO 2021 - LTE Capacity H1_119 Sitios / LTE RO 2019 New Sites/High Load Cells_Only F1 | 0 | Proyecto Millicom Bolivia 3YPlan 2023 | IGM | Ingenio Minero | In Services | -17.1008 | -63.2388 | Rural | Mineros | Obispo Santisteban | Santa Cruz | 25 | Selfsupported | Enclosure 6150 | N/A | 0 | 3 | 0 | 0 | 3 | 3 | 0 | 0 | 9 |  | 1 BB 6630 WL | N/A | 0 | N/A | 0 | N/A | 3 R 2219 B5 | 3 | 1 BB 6630 WL | 1 | RBS 6630 | N/A | 0 | N/A | 0 | N/A | 3 RRUS 11 B12 | 3 | 0 BB 6630 WL | 0 | RBS 6630 | 3 R 4415 B66A | 3 | 0 BB 6630 WL | 0 | N/A | N/A | 0 | N/A | 0 | N/A | 0 | 0 | 0 | 0 | 0 | 9 | Batch-2.1 |  | 3Y Plan 2024 - Bach 1 | 2024 | WL | 2024-03-04 | 10 | -Mod. 850 (2-3) ; Exp. LTE (GH) ; Sectorizar (FI) | 0 | 3 | 0 | 0 | 0 | 0 |  | 3 | 9 |  | 0 | 0 | 2 | 0 | 0 | 1 | 0 | 3 | Mod. 850 (2-3) ; Exp. LTE (GH) ; Sectorizar (FI) | ABCDEF | IGH(2-3) | 4 | 0 | 0 | [14 empty] | INST : Mod. 850 / LTE 1900 / Sectorize AWS&1900 / |  | MIC BO 3YPlan 2023_3R_3A | 23 | 3xRadio 4415 B2/25, |  | 2xAntenna 4pH, 1xTwin Beam Antenna, | [33 empty] | 4 |  | 16 | [5 empty] | 50 | 3 | 126 | 42 |  |  |  | #N/A | +591 75137341 | [8 empty] | 0 | 14 | [66 empty] | 3xRadio 4415 B2/25, 2xAntenna 4pH, 1xTwin Beam Antenna, | EXISTING SITE 3G 850/LTE 700/AWS/ L:ABCDEF-> INST : Mod. 850 / LTE 1900 / Sectorize AWS&1900 / New :IGH(2-3)
404 | 0 | 0 | Proyecto Millicom Bolivia 3YPlan 2023 | MER | Mercado | In Services | -17.7883 | -63.1855 | Urban | Santa Cruz de la Sierra | Andres Ibanez | Santa Cruz | 10 | Monopolo | PBC6200 | - | 3 | 3 | 0 | 3 | 3 | 3 | 0 | 0 | 15 |  | 1 DUG 20 01-1 DUW 31 01-1 DUW 31 01-1 DUS 31 02 | 3 RRUS 12 B5 | 3 | 1 DUG 20 01 | 1 | RBS6601_SHARE | 3 RRUS 01 B5 | 3 | 1 DUW 31 01 | 1 | RBS6601 | 3 RRUS 01 B2 | 3 | 1 DUW 31 01 | 1 | RBS6601 | 3 RRUS 11 B12 | 3 | 1 DUS 31 02 | 1 | RBS6601_SHARE | 3 RRUS 32 B4 | 3 | 0 DUS 31 02 | 0 | RBS6601_SHARE | N/A | 0 | N/A | 0 | N/A | 0 | 0 | 0 | 0 | 0 | 15 | Batch 1_Prio 4 |  | 3Y Plan 2024 - Bach 1 | 2024 | GWL | 2024-03-04 | 10 | -Mod. 850 (1-3) ; Exp. LTE (H) ; Sectorizar (DFGI) | 2 | 3 | 0 | 0 | 0 | 0 |  | 5 | 15 |  | 0 | 0 | 1 | 0 | 0 | 2 | 0 | 3 | Mod. 850 (1-3) ; Exp. LTE (H) ; Sectorizar (DFGI) | ABCDEF | GIH(1-3) | 3 | 1 | 0 | Baseband 6631 | [13 empty] | INST : Mod. 850 / LTE 1900 / Sectorize AWS&1900 / |  | MIC BO 3YPlan 2023_1BB_5R_3A | 15 | 1xBaseband 6631, 2xRadio 2219 B5, 3xRadio 4415 B2/25, |  | 1xAntenna 4pH, 2xTwin Beam Antenna, | [27 empty] | 2 |  | 2 |  |  |  |  | 8 |  | 24 |  |  |  |  | 30 | 5 | 125 | 25 |  |  |  | #N/A | +591 71369827 | [8 empty] | 0 | 14 | [66 empty] | 1xBaseband 6631, 2xRadio 2219 B5, 3xRadio 4415 B2/25, 1xAntenna 4pH, 2xTwin Beam Antenna, | EXISTING SITE 2G/3G 850/3G 1900/LTE 700/AWS/ L:ABCDEF-> INST : Mod. 850 / LTE 1900 / Sectorize AWS&1900 / New :GIH(1-3)
414 | RO 2021 - LTE Capacity H2/ / High Load Cells_Only F1 | 0 | Proyecto Millicom Bolivia 3YPlan 2023 | LBA | Las Barreras | In Services | -17.4495 | -63.1868 | Rural | Warnes | Warnes | Santa Cruz | 60 | Selfsupported | PBC6200 | - | 0 | 0 | 3 | 0 | 3 | 1 | 1 | 0 | 8 |  | 1 DUG 20 01-1 DUW 31 01-1 BB 6330 L | 3 RRUS 12 B5 | 3 | 1 DUG 20 01 | 1 | RBS6601_SHARE | 0 RRUS 12 B5 | 0 | 1 DUW 31 01 | 1 | RBS6601 | N/A | 0 | N/A | 0 | N/A | 3 RRUS 11 B12 | 3 | 0 BB 6330 L | 0 | RBS 6630 | 1 R4415 B66A | 1 | 1 BB 6330 L | 1 | RBS 6630 | 1 R 4415 B2/B25 | 1 | 0 BB 6330 L | 0 | RBS 6630 | 0 | 0 | 0 | 0 | 0 | 8 | Batch 1 Prio 3 |  | 3Y Plan 2024 - Bach 1 | 2024 | GWL | 2024-03-04 | 10 | -Mod. 850 (1) ; Exp. LTE (EF) ; Sectorizar (DG) | 1 | 0 | 2 | 0 | 0 | 0 |  | 3 | 8 |  | 0 | 0 | 2 | 0 | 0 | 1 | 0 | 3 | Mod. 850 (1) ; Exp. LTE (EF) ; Sectorizar (DG) | ABCDG | EF(1) | 2 | 0 | 0 | [14 empty] | INST : Mod. 850 / LTE AWS / Sectorize AWS&1900 / |  | MIC BO 3YPlan 2023_3R_3A | 23 | 1xRadio 2219 B5, 2xRadio 4415 B66A, |  | 2xAntenna 4pH, 1xTwin Beam Antenna, | [33 empty] | 4 |  | 14 | [5 empty] | 100 | 3 | 243 | 81 |  |  |  | #N/A | +591 75137341 | [8 empty] | 0 | 14 | [66 empty] | 1xRadio 2219 B5, 2xRadio 4415 B66A, 2xAntenna 4pH, 1xTwin Beam Antenna, | EXISTING SITE MIXMODE 850/LTE 700/AWS/LTE 1900/ L:ABCDG-> INST : Mod. 850 / LTE AWS / Sectorize AWS&1900 / New :EF(1)
506 | RO 2021 - LTE Capacity H1_119 Sitios / LTE RO 2019 New Sites/High Load Cells_Only F1 | 0 | Proyecto Millicom Bolivia 3YPlan 2023 | MON8 | Montero 8 | 0 | -17.3334 | -63.2759 | Urban | Montero | Obispo Santisteban | Santa Cruz | 25 | Selfsupported | Enclosure 6150 | - | 0 | 3 | 0 | 0 | 3 | 3 | 0 | 0 | 9 |  | 1 DUW 41 01-1 BB 6630 L | N/A | 0 | N/A | 0 | N/A | 3 R 2219 B5 | 3 | 1 DUW 41 01 | 1 | RBS 6601 | N/A | 0 | N/A | 0 | N/A | 3 RRUS 11 B12 | 3 | 1 BB 6630 L | 1 | RBS 6601 | 3 R 4415 B66A | 3 | 0 BB 6630 L | 0 | N/A | N/A | 0 | N/A | 0 | N/A | 0 | 0 | 0 | 0 | 0 | 9 | Batch-2.1 |  | 3Y Plan 2024 - Bach 1 | 2024 | WL | 2024-03-04 | 10 | -Mod. 850 (1) ; Exp. LTE (HI) ; Sectorizar (DG) | 0 | 3 | 0 | 0 | 0 | 0 |  | 3 | 9 |  | 0 | 0 | 2 | 0 | 0 | 1 | 0 | 3 | Mod. 850 (1) ; Exp. LTE (HI) ; Sectorizar (DG) | ABCDEF | GHI(1) | 2 | 0 | 0 | [14 empty] | INST : Mod. 850 / LTE 1900 / Sectorize AWS&1900 / |  | MIC BO 3YPlan 2023_3R_3A | 23 | 3xRadio 4415 B2/25, |  | 2xAntenna 4pH, 1xTwin Beam Antenna, | [33 empty] | 4 |  | 16 | [5 empty] | 50 | 3 | 126 | 42 |  |  |  | #N/A | +591 75137341 | [8 empty] | 0 | 14 | [66 empty] | 3xRadio 4415 B2/25, 2xAntenna 4pH, 1xTwin Beam Antenna, | EXISTING SITE 3G 850/LTE 700/AWS/ L:ABCDEF-> INST : Mod. 850 / LTE 1900 / Sectorize AWS&1900 / New :GHI(1)
233 | / LTE RO 2019 Capacity H1/High Load Cells_Only F1 | 0 | Proyecto Millicom Bolivia 3YPlan 2023 | NAR | Naranjal | In Services | -17.5063 | -63.2037 | Rural | Warnes | Warnes | Santa Cruz | 72 | Guyed | RBS6101 | - | 0 | 0 | 3 | 0 | 3 | 1 | 0 | 0 | 7 |  | 1 DUG 20 01-1 DUW 3101-1 DUS 3102 | 3 RRUS 12 B5 GW | 3 | 1 DUG 20 01 | 1 | RBS 6101 | 0 RRUS 12 B5 GW | 0 | 1 DUW 3101 | 1 | RBS 6101 | N/A | 0 | N/A | 0 | N/A | 3 RRUS 11 B12 | 3 | 1 DUS 3102 | 1 | RBS 6101 | 1 R 4415 B66A | 1 | 0 DUS 3102 | 0 | RBS 6601 | N/A | 0 | N/A | 0 | N/A | 0 | 0 | 0 | 0 | 0 | 7 | Batch 1 Prio 3 |  | 3Y Plan 2024 - Bach 1 | 2024 | GWL | 2024-03-07 | 10 | -Mod. 850 (3) ; Exp. LTE (DE) ; Sectorizar (FI) | 1 | 1 | 2 | 0 | 0 | 0 |  | 4 | 7 |  | 0 | 0 | 2 | 0 | 0 | 1 | 0 | 3 | Mod. 850 (3) ; Exp. LTE (DE) ; Sectorizar (FI) | ABCF | IDE(3) | 1 | 1 | 0 | Baseband 6631 | [13 empty] | INST : Mod. 850 / LTE AWS / Sectorize AWS&1900 / |  | MIC BO 3YPlan 2023_1BB_4R_3A | 10 | 1xBaseband 6631, 1xRadio 2219 B5, 1xRadio 4415 B2/25, 2xRadio 4415 B66A, |  | 2xAntenna 4pH, 1xTwin Beam Antenna, | [33 empty] | 4 |  | 16 | [5 empty] | 100 | 4 | 380 | 95 |  |  |  | #N/A | +591 75137341 | [8 empty] | 0 | 14 | [66 empty] | 1xBaseband 6631, 1xRadio 2219 B5, 1xRadio 4415 B2/25, 2xRadio 4415 B66A, 2xAntenna 4pH, 1xTwin Beam Antenna, | EXISTING SITE MIXMODE 850/LTE 700/AWS/ L:ABCF-> INST : Mod. 850 / LTE AWS / Sectorize AWS&1900 / New :IDE(3)
283 | / LTE RO 2020 Capacity H2 - 1900Mhz | 0 | Proyecto Millicom Bolivia 3YPlan 2023 | AGU | Ascension de Guarayos | In Services | -15.8983 | -63.1864 | Rural | Ascención de Guarayos | Guarayos | Santa Cruz | 40 | Selfsupported | PBC6200 | - | 3 | 3 | 0 | 0 | 3 | 3 | 3 | 0 | 15 |  | 1 DUG 20 01-1 DUW 31 01-1 BB 6630 L | 3 RRUS 12 B5 G | 3 | 1 DUG 20 01 | 1 | RBS6601 Share | 3 RRUS 01 B5 W | 3 | 1 DUW 31 01 | 1 | RBS6601 Share | N/A | 0 | N/A | 0 | N/A | 3 RRUS 11 B12 | 3 | 1 BB 6630 L | 1 | RBS 6630 | 1 RRUS 11 B4 ; 2 R 4415B66A | 3 | 0 BB 6630 L | 0 | RBS 6630 | 3 R 4415 B2/B25 | 3 | 0 BB 6630 L | 0 | RBS 6630 | 0 | 0 | 0 | 0 | 0 | 15 | Batch 1 Prio 3 |  | 3Y Plan 2024 - Bach 1 | 2024 | GWL | 2024-03-07 | 10 | -Mod. 850 (1-2-3) ; Sectorizar (DFGI) | 3 | 0 | 1 | 0 | 0 | 0 |  | 4 | 15 |  | 0 | 0 | 0 | 0 | 0 | 2 | 0 | 2 | Mod. 850 (1-2-3) ; Sectorizar (DFGI) | ABCDEFGHI | (1-2-3) | 2 | 0 | 0 | [14 empty] | INST : Mod. 850 / Sectorize AWS&1900 / |  | MIC BO 3YPlan 2023_4R_2A | 6 | 3xRadio 2219 B5, 1xRadio 4415 B66A, |  | 2xTwin Beam Antenna, | [27 empty] | 0 |  | 0 | [5 empty] | 18 | [5 empty] | 70 | 4 | 236 | 59 |  |  |  | #N/A | +591 75137341 | [8 empty] | 0 | 14 | [66 empty] | 3xRadio 2219 B5, 1xRadio 4415 B66A, 2xTwin Beam Antenna, | EXISTING SITE 2G/3G 850/LTE 700/AWS/LTE 1900/ L:ABCDEFGHI-> INST : Mod. 850 / Sectorize AWS&1900 / New :(1-2-3)
321 | 0 | 0 | Proyecto Millicom Bolivia 3YPlan 2023 | MVE | Monte Verde | In Services | -17.697 | -63.0771 | Urban | Santa Cruz de la Sierra | Monte Verde | Santa Cruz | 40 | Selfsupported | Enclosure 6150 | - | 0 | 3 | 0 | 0 | 3 | 3 | 0 | 0 | 9 |  | 1 BB 6630 WL | N/A | 0 | N/A | 0 | N/A | 3 R 2219 B5 | 3 | 1 BB 6630 WL | 1 | RBS 6630 | N/A | 0 | N/A | 0 | N/A | 3 R 4478 B12A | 3 | 0 BB 6630 WL | 0 | RBS 6630 | 3 R 4415 B66A | 3 | 0 BB 6630 WL | 0 | RBS 6630 | N/A | 0 | N/A | 0 | N/A | N/A | 0 | N/A | 0 | N/A | 9 | Batch-2.1 |  | 3Y Plan 2024 - Bach 1 | 2024 | WL | 2024-03-07 | 10 | -Mod. 850 (1-2-3) ; Exp. LTE (G) ; Sectorizar (EFHI) | 0 | 3 | 0 | 0 | 0 | 0 |  | 3 | 9 |  | 0 | 0 | 1 | 0 | 0 | 2 | 0 | 3 | Mod. 850 (1-2-3) ; Exp. LTE (G) ; Sectorizar (EFHI) | ABCDEF | HIG(1-2-3) | 1 | 0 | 0 | [14 empty] | INST : Mod. 850 / LTE 1900 / Sectorize AWS&1900 / |  | MIC BO 3YPlan 2023_3R_3A | 23 | 3xRadio 4415 B2/25, |  | 1xAntenna 4pH, 2xTwin Beam Antenna, | [35 empty] | 28 | [5 empty] | 70 | 3 | 177 | 59 |  |  |  | #N/A | +591 75137341 | [8 empty] | 0 | 14 | [66 empty] | 3xRadio 4415 B2/25, 1xAntenna 4pH, 2xTwin Beam Antenna, | EXISTING SITE 3G 850/LTE 700/AWS/ L:ABCDEF-> INST : Mod. 850 / LTE 1900 / Sectorize AWS&1900 / New :HIG(1-2-3)
348 | RO 2021 - LTE Capacity H2/0 | 0 | Proyecto Millicom Bolivia 3YPlan 2023 | BCD | B. Cordillera | In Services | -17.8322 | -63.1312 | Urban | Santa Cruz de la Sierra | Andres Ibanez | Santa Cruz | 25 | Selfsupported | RBS6101 | - | 3 | 3 | 0 | 0 | 0 | 3 | 3 | 0 | 12 |  | 1 DUG 20 01-1 DUW 31 01-1 BB 6630 L | 3 RRUS 01B5 G | 3 | 1 DUG 20 01 | 1 | RBS 6101 | 3 RRUS 01B5 W | 3 | 1 DUW 31 01 | 1 | RBS 6101 | N/A | 0 | N/A | 0 | N/A | N/A | 0 | N/A | 0 | N/A | 3 RRUS 32 B4 | 3 | 1 BB 6630 L | 1 | RBS6630 | 3 R 4415 B2/B25 | 3 | 0 BB 6630 L | 0 | RBS6630 | 0 | 0 | 0 | 0 | 0 | 12 | Batch 1 Prio 3 |  | 3Y Plan 2024 - Bach 1 | 2024 | GWL | 2024-03-07 | 10 | -Mod. 850 (1-3) ; Exp. LTE (BC) ; Sectorizar (DFGI) | 2 | 0 | 0 | 0 | 1 | 0 |  | 3 | 12 |  | 0 | 0 | 0 | 0 | 2 | 2 | 0 | 4 | Mod. 850 (1-3) ; Exp. LTE (BC) ; Sectorizar (DFGI) | DEFGHI | BC(1-3) | 1 | 0 | 0 | [14 empty] | INST : Mod. 850 / LTE 700 / Sectorize AWS&1900 / |  | MIC BO 3YPlan 2023_3R_4A | 1 | 2xRadio 2219 B5, 1xRadio 4478 B12A, |  | 2xAntenna 4pL4pH , 2xTwin Beam Antenna, | [29 empty] | 8 |  |  |  | 8 |  | 14 | 2 |  |  | 2 |  | 50 | 3 | 126 | 42 |  |  |  | #N/A | +591 71369827 | [8 empty] | 0 | 14 | [66 empty] | 2xRadio 2219 B5, 1xRadio 4478 B12A, 2xAntenna 4pL4pH , 2xTwin Beam Antenna, | EXISTING SITE 2G/3G 850/AWS/LTE 1900/ L:DEFGHI-> INST : Mod. 850 / LTE 700 / Sectorize AWS&1900 / New :BC(1-3) | [12 empty] | 84 | 168
352 | RO 2021 - LTE Capacity H1_119 Sitios / | 0 | Proyecto Millicom Bolivia 3YPlan 2023 | BLV | Bolivisión | In Services | -17.7947 | -63.1642 | Urban | Santa Cruz de la Sierra | Andres Ibanez | Santa Cruz | 25 | Selfsupported | RBS6101 | - | 3 | 3 | 0 | 0 | 0 | 3 | 3 | 0 | 12 |  | 1 BB 6630 GL-1 DUW 31 01 | 3 RRUS 01B5 G | 3 | 1 BB 6630 GL | 1 | RBS 6101 | 3 RRUS 01B5 W | 3 | 1 DUW 31 01 | 1 | RBS 6101 | N/A | 0 | N/A | 0 | N/A | N/A | 0 | N/A | 0 | N/A | 2 RRUS 32 B4 ; 1 RRUS 11 B4 | 3 | 0 BB 6630 GL | 0 | RBS 6101 | 3 R 4415 B2/B25 | 3 | 0 BB 6630 GL | 0 | RBS 6630 | 0 | 0 | 0 | 0 | 0 | 12 | Batch 1 Prio 3 |  | 3Y Plan 2024 - Bach 1 | 2024 | GWL | 2024-03-07 | 10 | -Mod. 850 (1-3) ; Exp. LTE (A) ; Sectorizar (DFGI) | 2 | 0 | 1 | 0 | 1 | 0 |  | 4 | 12 |  | 0 | 0 | 0 | 0 | 1 | 2 | 0 | 3 | Mod. 850 (1-3) ; Exp. LTE (A) ; Sectorizar (DFGI) | DEFGHI | A(1-3) | 1 | 0 | 0 | [14 empty] | INST : Mod. 850 / LTE 700 / Sectorize AWS&1900 / |  | MIC BO 3YPlan 2023_4R_3A | 11 | 2xRadio 2219 B5, 1xRadio 4415 B66A, 1xRadio 4478 B12A, |  | 1xAntenna 4pL4pH , 2xTwin Beam Antenna, | [29 empty] | 4 |  |  |  | 8 |  | 18 | 2 |  |  |  |  | 50 | 4 | 168 | 42 |  |  |  | #N/A | +591 71369827 | [8 empty] | 0 | 14 | [66 empty] | 2xRadio 2219 B5, 1xRadio 4415 B66A, 1xRadio 4478 B12A, 1xAntenna 4pL4pH , 2xTwin Beam Antenna, | EXISTING SITE 2G/3G 850/AWS/LTE 1900/ L:DEFGHI-> INST : Mod. 850 / LTE 700 / Sectorize AWS&1900 / New :A(1-3)
357 | RO 2021 - LTE Capacity H2/New Sites_H1_2021 | 0 | Proyecto Millicom Bolivia 3YPlan 2023 | NUP | Nuevo Palmar | In Services | -17.8798 | -63.1474 | Urban | Santa Cruz de la Sierra | 0 | Santa Cruz | 25 | Selfsupported | Enclosure 6150 | - | 0 | 3 | 0 | 0 | 3 | 2 | 1 | 0 | 9 |  | 1 BB 6630 W-1 BB 6630 L | N/A | 0 | N/A | 0 | N/A | 3 R 2219 B5 | 3 | 1 BB 6630 W | 1 | RBS 6630 | N/A | 0 | N/A | 0 | N/A | 3 R 4478 B12A | 3 | 1 BB 6630 L | 1 | RBS 6630 | 2 R 4415 B66A | 2 | 0 BB 6630 L | 0 | RBS 6630 | 1 R 4415 B2/B25 | 1 | 0 BB 6630 L | 0 | RBS 6630 | N/A | 0 | N/A | 0 | N/A | 9 | Batch 1_Prio 4 |  | 3Y Plan 2024 - Bach 1 | 2024 | WL | 2024-03-07 | 10 | -Mod. 850 (1-2) ; Exp. LTE (FH) ; Sectorizar (DG) | 0 | 2 | 1 | 0 | 0 | 0 |  | 3 | 9 |  | 0 | 0 | 2 | 0 | 0 | 1 | 0 | 3 | Mod. 850 (1-2) ; Exp. LTE (FH) ; Sectorizar (DG) | ABCDEI | GFH(1-2) | 1 | 0 | 0 | [14 empty] | INST : Mod. 850 / LTE 1900 / LTE AWS / Sectorize AWS&1900 / |  | MIC BO 3YPlan 2023_3R_3A | 23 | 2xRadio 4415 B2/25, 1xRadio 4415 B66A, |  | 2xAntenna 4pH, 1xTwin Beam Antenna, | [33 empty] | 4 |  | 14 | [5 empty] | 50 | 3 | 126 | 42 |  |  |  | #N/A | +591 75137341 | [8 empty] | 0 | 14 | [66 empty] | 2xRadio 4415 B2/25, 1xRadio 4415 B66A, 2xAntenna 4pH, 1xTwin Beam Antenna, | EXISTING SITE 3G 850/LTE 700/AWS/LTE 1900/ L:ABCDEI-> INST : Mod. 850 / LTE 1900 / LTE AWS / Sectorize AWS&1900 / New :GFH(1-2)
360 | RO 2021 - LTE Capacity H2/0 | 0 | Proyecto Millicom Bolivia 3YPlan 2023 | AGH | Aguahi | In Services | -16.8963 | -63.3115 | Rural | Fernandez Alonso | Obispo Santisteban | Santa Cruz | 60 | Selfsupported | RBS6101 | - | 3 | 3 | 0 | 0 | 3 | 2 | 0 | 0 | 11 |  | 1 DUG 20 01-1 DUW 31 01-1 BB 6630 L | 3 RRU 01 B5 | 3 | 1 DUG 20 01 | 1 | RBS 6601_SHARE | 3 RRU 01 B5 | 3 | 1 DUW 31 01 | 1 | RBS6601 | N/A | 0 | N/A | 0 | N/A | 3 RRUS 11 B12 | 3 | 0 BB 6630 L | 0 | RBS 6630 | 2 R 4415 B66A | 2 | 1 BB 6630 L | 1 | RBS 6630 | N/A | 0 | N/A | 0 | N/A | 0 | 0 | 0 | 0 | 0 | 11 | Batch 1_Prio 4 |  | 3Y Plan 2024 - Bach 1 | 2024 | GWL | 2024-03-07 | 10 | -Mod. 850 (1) ; Exp. LTE (EI) ; Sectorizar (DG) | 1 | 2 | 1 | 0 | 0 | 0 |  | 4 | 11 |  | 0 | 0 | 2 | 0 | 0 | 1 | 0 | 3 | Mod. 850 (1) ; Exp. LTE (EI) ; Sectorizar (DG) | ABCDF | GEI(1) | 1 | 0 | 0 | [14 empty] | INST : Mod. 850 / LTE 1900 / LTE AWS / Sectorize AWS&1900 / |  | MIC BO 3YPlan 2023_4R_3A | 11 | 1xRadio 2219 B5, 2xRadio 4415 B2/25, 1xRadio 4415 B66A, |  | 2xAntenna 4pH, 1xTwin Beam Antenna, | [33 empty] | 4 |  | 20 | [5 empty] | 100 | 4 | 324 | 81 |  |  |  | #N/A | +591 75137341 | [8 empty] | 0 | 14 | [66 empty] | 1xRadio 2219 B5, 2xRadio 4415 B2/25, 1xRadio 4415 B66A, 2xAntenna 4pH, 1xTwin Beam Antenna, | EXISTING SITE 2G/3G 850/LTE 700/AWS/ L:ABCDF-> INST : Mod. 850 / LTE 1900 / LTE AWS / Sectorize AWS&1900 / New :GEI(1)
398 | / LTE RO 2020 Capacity H1 - 1900Mhz | 0 | Proyecto Millicom Bolivia 3YPlan 2023 | ACC | Av. Cesar Cronembold | In Services | -17.7634 | -63.1842 | Urban | Santa Cruz de la Sierra | Andres Ibanez | Santa Cruz | 25 | Selfsupported | PBC6200 | - | 3 | 3 | 0 | 0 | 0 | 3 | 3 | 0 | 12 |  | 1 DUG 20 01-1 DUW 31 01-1 DUS 31 02 | 3 RRU 12 B5 | 3 | 1 DUG 20 01 | 1 | RBS 6601_SHARE | 3 RRU 01 B5 | 3 | 1 DUW 31 01 | 1 | RBS 6601_SHARE | N/A | 0 | N/A | 0 | N/A | N/A | 0 | N/A | 0 | N/A | 3 RRU 11 B4 | 3 | 1 DUS 31 02 | 1 | RBS 6601_SHARE | 3 R 2217B2 | 3 | 0 DUS 31 02 | 0 | RBS 6601_SHARE | 0 | 0 | 0 | 0 | 0 | 12 | Batch 1 Prio 3 |  | 3Y Plan 2024 - Bach 1 | 2024 | GWL | 2024-03-07 | 10 | -Mod. 850 (1-2-3) ; Exp. LTE (C) ; Sectorizar (DEFGHI) | 3 | 0 | 0 | 3 | 1 | 0 |  | 7 | 12 |  | 0 | 0 | 0 | 0 | 1 | 3 | 0 | 4 | Mod. 850 (1-2-3) ; Exp. LTE (C) ; Sectorizar (DEFGHI) | DEFGHI | C(1-2-3) | 2 | 1 | 0 | Baseband 6631 | [13 empty] | INST : Mod. 850 / LTE 700 / Sectorize AWS&1900 / |  | MIC BO 3YPlan 2023_1BB_7R_4A | 2 | 1xBaseband 6631, 3xRadio 2219 B5, 3xRadio 4499 44B2/25 44B66A, 1xRadio 4478 B12A, |  | 1xAntenna 4pL4pH , 3xTwin Beam Antenna, | [27 empty] | 2 |  | 2 | [5 empty] | 22 | 2 |  |  |  |  | 50 | 7 | 294 | 42 |  |  |  | #N/A | +591 71369827 | [8 empty] | 0 | 14 | [66 empty] | 1xBaseband 6631, 3xRadio 2219 B5, 3xRadio 4499 44B2/25 44B66A, 1xRadio 4478 B12A, 1xAntenna 4pL4pH , 3xTwin Beam Antenna, | EXISTING SITE 2G/3G 850/AWS/LTE 1900/ L:DEFGHI-> INST : Mod. 850 / LTE 700 / Sectorize AWS&1900 / New :C(1-2-3)
514 | RO 2021 - LTE Capacity H2/0 | 0 | Proyecto Millicom Bolivia 3YPlan 2023 | ASP | Alto San Pedro | In Services | -17.8092 | -63.1893 | Urban | Santa Cruz de la Sierra | Andres Ibanez | Santa Cruz | 6 | Monopolo | RBS6101 | - | 3 | 3 | 0 | 0 | 0 | 3 | 1 | 0 | 10 |  | 1 DUG 20 01-1 DUW 31 01-1 BB 6630 L | 3 RRUS 12B5 G | 3 | 1 DUG 20 01 | 1 | RBS 6101 | 3 RRUS 01B5 W | 3 | 1 DUW 31 01 | 1 | RBS 6101 | N/A | 0 | N/A | 0 | N/A | N/A | 0 | 0 BB 6630 L | 0 | RBS6630 | 3 RRUS 32 B4 | 3 | 1 BB 6630 L | 1 | RBS6630 | 1 R 4415 B2/B25 | 1 | 0 BB 6630 L | 0 | RBS6630 | 0 | 0 | 0 | 0 | 0 | 10 | Batch 1 Prio 3 |  | 3Y Plan 2024 - Bach 1 | 2024 | GWL | 2024-03-07 | 10 | -Mod. 850 (2) ; Exp. LTE (I) ; Sectorizar (EH) | 1 | 1 | 0 | 0 | 0 | 0 |  | 2 | 10 |  | 0 | 0 | 1 | 0 | 0 | 1 | 0 | 2 | Mod. 850 (2) ; Exp. LTE (I) ; Sectorizar (EH) | DEFH | I(2) | 1 | 0 | 0 | [14 empty] | INST : Mod. 850 / LTE 1900 / Sectorize AWS&1900 / |  | MIC BO 3YPlan 2023_2R_2A | 11 | 1xRadio 2219 B5, 1xRadio 4415 B2/25, |  | 1xAntenna 4pH, 1xTwin Beam Antenna, | [27 empty] | 2 |  | 2 |  |  |  |  | 4 |  | 10 |  |  |  |  | 30 | 2 | 42 | 21 |  |  |  | #N/A | +591 71369827 | [8 empty] | 0 | 14 | [66 empty] | 1xRadio 2219 B5, 1xRadio 4415 B2/25, 1xAntenna 4pH, 1xTwin Beam Antenna, | EXISTING SITE 2G/3G 850/AWS/LTE 1900/ L:DEFH-> INST : Mod. 850 / LTE 1900 / Sectorize AWS&1900 / New :I(2)
185 | 0 | 0 | Proyecto Millicom Bolivia 3YPlan 2023 | CNR | Cementerio Norte | In Services | -17.7486 | -63.1634 | Urban | Santa Cruz de la Sierra | Andres Ibanez | Santa Cruz | 19 | Selfsupported | PBC6200 | - | 3 | 3 | 0 | 0 | 0 | 3 | 3 | 0 | 12 |  | 1 DUG 20 01-1 DUW 31 01-1 BB 6630 L | 3 RRUS 12 B5 | 3 | 1 DUG 20 01 | 1 | RBS6601 Share | 3 RRUS 01 B5 | 3 | 1 DUW 31 01 | 1 | RBS6601 | N/A | 0 | N/A | 0 | N/A | N/A | 0 | N/A | 0 | N/A | 3 RRUS 11 B4 | 3 | 1 BB 6630 L | 1 | RBS 6630 | 3 R 4415 B2/B25 | 3 | 0 BB 6630 L | 0 | RBS 6630 | 0 | 0 | 0 | 0 | 0 | 12 | Batch 1 Prio 3 |  | 3Y Plan 2024 - Bach 1 | 2024 | GWL | 2024-03-13 | 11 | -Mod. 850 (1-2-3) ; Exp. LTE (BC) ; Sectorizar (DEFGHI) | 3 | 0 | 3 | 0 | 1 | 0 |  | 7 | 12 |  | 0 | 0 | 0 | 0 | 2 | 3 | 0 | 5 | Mod. 850 (1-2-3) ; Exp. LTE (BC) ; Sectorizar (DEFGHI) | DEFGHI | BC(1-2-3) | 1 | 0 | 0 | [14 empty] | INST : Mod. 850 / LTE 700 / Sectorize AWS&1900 / |  | MIC BO 3YPlan 2023_7R_5A | 1 | 3xRadio 2219 B5, 3xRadio 4415 B66A, 1xRadio 4478 B12A, |  | 2xAntenna 4pL4pH , 3xTwin Beam Antenna, | [27 empty] | 4 |  | 4 | [5 empty] | 32 | 2 |  |  |  |  | 50 | 7 | 245 | 35 |  |  |  | #N/A | +591 75137341 | [8 empty] | 0 | 14 | [66 empty] | 3xRadio 2219 B5, 3xRadio 4415 B66A, 1xRadio 4478 B12A, 2xAntenna 4pL4pH , 3xTwin Beam Antenna, | EXISTING SITE 2G/3G 850/AWS/LTE 1900/ L:DEFGHI-> INST : Mod. 850 / LTE 700 / Sectorize AWS&1900 / New :BC(1-2-3)
221 | 0 | RO 2022 Capacity H2 | Proyecto Millicom Bolivia 3YPlan 2023 | CCT | Cine Center | In Services | -17.7982 | -63.1791 | Urban | Santa Cruz de la Sierra | Andres Ibanez | Santa Cruz | 6 | Monopolo | RBS6101 | - | 3 | 3 | 0 | 0 | 0 | 0 | 0 | 3 | 9 |  | 1 DUG 20 01-1 DUW 31 01-1 BB 5212 L | 3 RRUS 01 B5 | 3 | 1 DUG 20 01 | 1 | RBS 6601_SHARE | 3 RRU 01 B5 | 3 | 1 DUW 31 01 | 1 | RBS 6601 | N/A | 0 | NA | 0 | N/A | N/A | 0 | N/A | 0 | N/A | N/A | 0 | 1 BB 5212 L | 1 | RBS6601_SHARE | N/A | 0 | N/A | 0 | N/A | 3 R 4499 B2B25B66A | 3 | 1 BB 5212 L | 1 | RBS6601_SHARE | 9 | Batch 1 Prio 3 |  | 3Y Plan 2024 - Bach 1 | 2024 | GWL | 2024-03-13 | 11 | -Mod. 850 (1-2-3) ; Exp. LTE (C) ; Sectorizar (DEFGHI) | 3 | 0 | 0 | 0 | 1 | 0 |  | 4 | 9 |  | 0 | 0 | 0 | 0 | 1 | 3 | 0 | 4 | Mod. 850 (1-2-3) ; Exp. LTE (C) ; Sectorizar (DEFGHI) | DEFGHI | C(1-2-3) | 2 | 1 | 0 | Baseband 6631 | [13 empty] | INST : Mod. 850 / LTE 700 / Sectorize AWS&1900 / |  | MIC BO 3YPlan 2023_1BB_4R_4A | 1 | 1xBaseband 6631, 3xRadio 2219 B5, 1xRadio 4478 B12A, |  | 1xAntenna 4pL4pH , 3xTwin Beam Antenna, | [27 empty] | 2 |  | 2 | [6 empty] | 34 |  |  | 6 |  | 30 | 4 | 84 | 21 |  |  |  | #N/A | +591 75137341 | [8 empty] | 0 | 14 | [66 empty] | 1xBaseband 6631, 3xRadio 2219 B5, 1xRadio 4478 B12A, 1xAntenna 4pL4pH , 3xTwin Beam Antenna, | EXISTING SITE 2G/3G 850/LTE AWS&1900/ L:DEFGHI-> INST : Mod. 850 / LTE 700 / Sectorize AWS&1900 / New :C(1-2-3) | [12 empty] | 42 | 84
325 | / LTE RO 2020 Capacity H2 - 1900Mhz | 0 | Proyecto Millicom Bolivia 3YPlan 2023 | CBN | CBN | In Services | -17.8852 | -63.2866 | Urban | La Guardia | Andres Ibanez | Santa Cruz | 40 | Selfsupported | PU6210 | - | 3 | 3 | 0 | 3 | 3 | 3 | 0 | 0 | 15 |  | 1 DUG 20 01-1 DUW 31 01-1 DUW 31 01-1 DUS 31 02 | 3 RRU 01 B5 | 3 | 1 DUG 20 01 | 1 | RBS 6601_SHARE | 3 RRU 01 B5 | 3 | 1 DUW 31 01 | 1 | RBS 6601_SHARE | 3 RRUS 01 B2 W | 3 | 1 DUW 31 01 | 1 | RBS 6601_SHARE | 3 RRUS 11 B12 | 3 | 1 DUS 31 02 | 1 | RBS 6101 | 3 RRUS 32 B4 | 3 | 0 DUS 31 02 | 0 | RBS6601_SHARE | N/A | 0 | N/A | 0 | N/A | 0 | 0 | 0 | 0 | 0 | 15 | Batch 1_Prio 4 |  | 3Y Plan 2024 - Bach 1 | 2024 | GWL | 2024-03-13 | 11 | -Mod. 850 (1-2) ; Exp. LTE (HI) ; Sectorizar (DG) | 2 | 2 | 0 | 0 | 0 | 0 |  | 4 | 15 |  | 0 | 0 | 2 | 0 | 0 | 1 | 0 | 3 | Mod. 850 (1-2) ; Exp. LTE (HI) ; Sectorizar (DG) | ABCDEFG | HI(1-2) | 1 | 1 | 0 | Baseband 6631 | [13 empty] | INST : Mod. 850 / LTE 1900 / Sectorize AWS&1900 / |  | MIC BO 3YPlan 2023_1BB_4R_3A | 10 | 1xBaseband 6631, 2xRadio 2219 B5, 2xRadio 4415 B2/25, |  | 2xAntenna 4pH, 1xTwin Beam Antenna, | [33 empty] | 4 |  | 16 | [5 empty] | 70 | 4 | 236 | 59 |  |  |  | #N/A | +591 75137341 | [8 empty] | 0 | 14 | [66 empty] | 1xBaseband 6631, 2xRadio 2219 B5, 2xRadio 4415 B2/25, 2xAntenna 4pH, 1xTwin Beam Antenna, | EXISTING SITE 2G/3G 850/3G 1900/LTE 700/AWS/ L:ABCDEFG-> INST : Mod. 850 / LTE 1900 / Sectorize AWS&1900 / New :HI(1-2)
362 | RO 2021 - LTE Capacity H2/ / LTE Coverage New Sites H1 2020 | 0 | Proyecto Millicom Bolivia 3YPlan 2023 | PGZ2 | Pentaguazu 2 | In Services | -17.5941 | -63.1104 | Rural | Warnes | Warnes | Santa Cruz | 40 | Selfsupported | Enclosure 6150 | 0 | 0 | 3 | 0 | 0 | 3 | 3 | 0 | 0 | 9 |  | 1 BB 6630 W-1 BB 6630 L | N/A | 0 | N/A | 0 | N/A | 3 R 2219 B5 W | 3 | 1 BB 6630 W | 1 | RBS 6630 | N/A | 0 | N/A | 0 | N/A | 3 RRUS 11 B12 | 3 | 0 BB 6630 L | 0 | RBS 6630 | 3 R 4415 B66A | 3 | 1 BB 6630 L | 1 | RBS 6630 | N/A | 0 | N/A | 0 | N/A | 0 | 0 | 0 | 0 | 0 | 9 | Batch-2.1 |  | 3Y Plan 2024 - Bach 1 | 2024 | WL | 2024-03-13 | 11 | -Mod. 850 (2-3) ; Exp. LTE (GH) ; Sectorizar (FI) | 0 | 3 | 0 | 0 | 0 | 0 |  | 3 | 9 |  | 0 | 0 | 2 | 0 | 0 | 1 | 0 | 3 | Mod. 850 (2-3) ; Exp. LTE (GH) ; Sectorizar (FI) | ABCDEF | IGH(2-3) | 4 | 0 | 0 | [14 empty] | INST : Mod. 850 / LTE 1900 / Sectorize AWS&1900 / |  | MIC BO 3YPlan 2023_3R_3A | 23 | 3xRadio 4415 B2/25, |  | 2xAntenna 4pH, 1xTwin Beam Antenna, | [33 empty] | 4 |  | 16 | [5 empty] | 70 | 3 | 177 | 59 |  |  |  | #N/A | +591 75137341 | [8 empty] | 0 | 14 | [66 empty] | 3xRadio 4415 B2/25, 2xAntenna 4pH, 1xTwin Beam Antenna, | EXISTING SITE 3G 850/LTE 700/AWS/ L:ABCDEF-> INST : Mod. 850 / LTE 1900 / Sectorize AWS&1900 / New :IGH(2-3)
381 | RO 2021 - LTE Capacity H1_119 Sitios / LTE Coverage Co-Located H1 2020 | 0 | Proyecto Millicom Bolivia 3YPlan 2023 | BTH | B. Bethesda | In Services | -17.829 | -63.2216 | Urban | Santa Cruz de la Sierra | Andres Ibanez | Santa Cruz | 25 | Selfsupported | RBS6101 | E6150 | 3 | 3 | 0 | 0 | 3 | 2 | 0 | 0 | 11 |  | 1 BB6630 GWL | 3 RRU 12 B5 | 3 | 1 BB6630 GWL | 1 | RBS 6630 | 3 RRU 01 B5 | 3 | 0 BB6630 GWL | 0 | RBS 6630 | N/A | 0 | N/A | 0 | N/A | 3 R4449B5+B12 | 3 | 0 BB6630 GWL | 0 | RBS 6630 | 2 R 4415 B66A | 2 | 0 BB 6630 GWL | 0 | N/A | N/A | 0 | N/A | 0 | N/A | 0 | 0 | 0 | 0 | 0 | 11 | Batch 1_Prio 4 |  | 3Y Plan 2024 - Bach 1 | 2024 | GWL | 2024-03-13 | 11 | -Mod. 850 (2-3) ; Exp. LTE (D) ; Sectorizar (EFHI) | 2 | 2 | 1 | 0 | 0 | 0 |  | 5 | 11 |  | 0 | 0 | 1 | 0 | 0 | 2 | 0 | 3 | Mod. 850 (2-3) ; Exp. LTE (D) ; Sectorizar (EFHI) | ABCEF | HID(2-3) | 1 | 0 | 0 | [14 empty] | INST : Mod. 850 / LTE AWS / Sectorize AWS&1900 / |  | MIC BO 3YPlan 2023_5R_3A | 6 | 2xRadio 2219 B5, 2xRadio 4415 B2/25, 1xRadio 4415 B66A, |  | 1xAntenna 4pH, 2xTwin Beam Antenna, | [35 empty] | 32 | [5 empty] | 50 | 5 | 210 | 42 |  |  |  | #N/A | +591 71369827 | [8 empty] | 0 | 14 | [66 empty] | 2xRadio 2219 B5, 2xRadio 4415 B2/25, 1xRadio 4415 B66A, 1xAntenna 4pH, 2xTwin Beam Antenna, | EXISTING SITE 2G/3G 850/LTE 700/AWS/ L:ABCEF-> INST : Mod. 850 / LTE AWS / Sectorize AWS&1900 / New :HID(2-3)
385 | / LTE RO 2020 Capacity H1 - 1900Mhz | 0 | Proyecto Millicom Bolivia 3YPlan 2023 | BTR | B. Tropical | In Services | -17.7442 | -63.1885 | Urban | Santa Cruz de la Sierra | Andres Ibanez | Santa Cruz | 40 | Selfsupported | PBC6200 | - | 3 | 3 | 0 | 0 | 0 | 3 | 3 | 0 | 12 |  | 1 DUG 20 01-1 DUW 31 01-1 DUS 31 02 | 3 RRU 12 B5 | 3 | 1 DUG 20 01 | 1 | RBS 6601_SHARE | 3 RRU 01 B5 | 3 | 1 DUW 31 01 | 1 | RBS 6601 | N/A | 0 | N/A | 0 | N/A | N/A | 0 | N/A | 0 | N/A | 3 RRUS 11 B4 | 3 | 1 DUS 31 02 | 1 | RBS 6601_SHARE | 3 R 2217B2 | 3 | 0 DUS 31 02 | 0 | RBS 6601_SHARE | 0 | 0 | 0 | 0 | 0 | 12 | Batch 1 Prio 3 |  | 3Y Plan 2024 - Bach 1 | 2024 | GWL | 2024-03-13 | 11 | -Mod. 850 (2-3) ; Exp. LTE (ABC) ; MIMO4 LTE (DG) ; Sectorizar (EFHI) | 2 | 0 | 0 | 3 | 2 | 0 |  | 7 | 12 |  | 0 | 0 | 0 | 0 | 3 | 2 | 0 | 5 | Mod. 850 (2-3) ; Exp. LTE (ABC) ; MIMO4 LTE (DG) ; Sectorizar (EFHI) | DEFGHI | ABC(2-3) | 1 | 1 | 0 | Baseband 6631 | [13 empty] | INST : Mod. 850 / LTE 700 / Sectorize AWS&1900 / |  | MIC BO 3YPlan 2023_1BB_7R_5A | 2 | 1xBaseband 6631, 2xRadio 2219 B5, 3xRadio 4499 44B2/25 44B66A, 2xRadio 4478 B12A, |  | 3xAntenna 4pL4pH , 2xTwin Beam Antenna, | [29 empty] | 12 | [5 empty] | 24 | 2 |  |  |  |  | 70 | 7 | 413 | 59 |  |  |  | #N/A | +591 71369827 | [8 empty] | 0 | 14 | [66 empty] | 1xBaseband 6631, 2xRadio 2219 B5, 3xRadio 4499 44B2/25 44B66A, 2xRadio 4478 B12A, 3xAntenna 4pL4pH , 2xTwin Beam Antenna, | EXISTING SITE 2G/3G 850/AWS/LTE 1900/ L:DEFGHI-> INST : Mod. 850 / LTE 700 / Sectorize AWS&1900 / New :ABC(2-3)
406 | 0 | RO 2022 Capacity H2 | Proyecto Millicom Bolivia 3YPlan 2023 | BPT | B. Periodista | In Services | -17.8172 | -63.2245 | Urban | Santa Cruz de la Sierra | Andres Ibanez | Santa Cruz | 25 | Selfsupported | RBS6101 | - | 3 | 3 | 0 | 0 | 0 | 3 | 2 | 0 | 11 |  | 1 DUG 20 01-1 DUW 31 01-1 BB 5212 L | 3 RRUS 12 B5 | 3 | 1 DUG 20 01 | 1 | RBS6601 Share | 3 RRUS 01 B5 | 3 | 1 DUW 31 01 | 1 | RBS6601 | N/A | 0 | N/A | 0 | N/A | N/A | 0 | N/A | 0 | N/A | 3 RRUS 32 B4 | 3 | 1 BB 5212 L | 1 | RBS6601 Share | 2 R 4415 B2 B25 | 2 | 0 BB 5212 L | 0 | RBS 6101 | 0 | 0 | 0 | 0 | 0 | 11 | Batch 1 Prio 3 |  | 3Y Plan 2024 - Bach 1 | 2024 | GWL | 2024-03-13 | 11 | -Mod. 850 (1-3) ; Exp. LTE (C) ; MIMO4 LTE (I) ; Sectorizar (DG) | 2 | 0 | 0 | 0 | 1 | 0 |  | 3 | 11 |  | 0 | 0 | 0 | 0 | 1 | 1 | 0 | 2 | Mod. 850 (1-3) ; Exp. LTE (C) ; MIMO4 LTE (I) ; Sectorizar (DG) | DEFGI | C(1-3) | 1 | 1 | 0 | Baseband 6631 | [13 empty] | INST : Mod. 850 / LTE 700 / Sectorize AWS&1900 / |  | MIC BO 3YPlan 2023_1BB_3R_2A | 6 | 1xBaseband 6631, 2xRadio 2219 B5, 1xRadio 4478 B12A, |  | 1xAntenna 4pL4pH , 1xTwin Beam Antenna, | [29 empty] | 4 |  |  |  | 8 |  | 10 | 2 |  |  | 4 |  | 50 | 3 | 126 | 42 |  |  |  | #N/A | +591 71369827 | [8 empty] | 0 | 14 | [66 empty] | 1xBaseband 6631, 2xRadio 2219 B5, 1xRadio 4478 B12A, 1xAntenna 4pL4pH , 1xTwin Beam Antenna, | EXISTING SITE 2G/3G 850/AWS/LTE 1900/ L:DEFGI-> INST : Mod. 850 / LTE 700 / Sectorize AWS&1900 / New :C(1-3) | [12 empty] | 84 | 168
428 | / LTE RO 2019 Capacity H2 | RO 2022 Capacity H2 | Proyecto Millicom Bolivia 3YPlan 2023 | BPG | B. Progreso | In Services | -17.7318 | -63.1359 | Urban | Santa Cruz de la Sierra | Andres Ibanez | Santa Cruz | 40 | Selfsupported | RBS6101 | - | 0 | 3 | 0 | 0 | 0 | 2 | 2 | 0 | 7 |  | 1 BB 6630 WL | N/A | 0 | N/A | 0 | N/A | 3 RRUS01B5 W | 3 | 1 BB 6630 WL | 1 | RBS 6101 | N/A | 0 | N/A | 0 | N/A | N/A | 0 | N/A | 0 | N/A | 2 R 4415B66A L | 2 | 0 BB 6630 WL | 0 | RBS 6101 | 2 R 4415 B2 B25 | 2 | 0 BB 6630 WL | 0 | RBS 6101 | 0 | 0 | 0 | 0 | 0 | 7 | Batch 1 Prio 3 |  | 3Y Plan 2024 - Bach 1 | 2024 | WL | 2024-03-13 | 11 | -Mod. 850 (1-3) ; Sectorizar (DFGI) | 2 | 0 | 0 | 0 | 0 | 0 |  | 2 | 7 |  | 0 | 0 | 0 | 0 | 0 | 2 | 0 | 2 | Mod. 850 (1-3) ; Sectorizar (DFGI) | DFGI | (1-3) | 2 | 0 | 0 | [14 empty] | INST : Mod. 850 / Sectorize AWS&1900 / |  | MIC BO 3YPlan 2023_2R_2A | 11 | 2xRadio 2219 B5, |  | 2xTwin Beam Antenna, | [27 empty] | 0 |  | 0 | [5 empty] | 20 |  |  |  | 6 |  | 70 | 2 | 118 | 59 |  |  |  | #N/A | +591 71369827 | [8 empty] | 0 | 14 | [66 empty] | 2xRadio 2219 B5, 2xTwin Beam Antenna, | EXISTING SITE 3G 850/AWS/LTE 1900/ L:DFGI-> INST : Mod. 850 / Sectorize AWS&1900 / New :(1-3) | [12 empty] | 118 | 236
464 | / LTE RO 2020 Capacity H1 - 1900Mhz | 0 | Proyecto Millicom Bolivia 3YPlan 2023 | CMR | Camiri | In Services | -20.0383 | -63.5255 | Rural | Camiri | Cordillera | Santa Cruz | 50 | Selfsupported | PBC6200 | - | 3 | 3 | 0 | 0 | 3 | 3 | 3 | 0 | 15 |  | 1 DUG 20 01-1 DUW 31 01-1 DUS 31 01 | 3 RRUS 12 B5 | 3 | 1 DUG 20 01 | 1 | RBS6601 Share | 3 RRUS 01 B5 | 3 | 1 DUW 31 01 | 1 | RBS6601 | N/A | 0 | N/A | 0 | N/A | 3 RRUS 11 B12 | 3 | 1 DUS 31 01 | 1 | RBS6601_SHARE | 3 RRUS 11 B4 | 3 | 0 DUS 31 01 | 0 | RBS6601_SHARE | 3 R 2217B2 | 3 | 0 DUS 31 02 | 0 | RBS6601_SHARE | 0 | 0 | 0 | 0 | 0 | 15 | Batch 1 Prio 3 |  | 3Y Plan 2024 - Bach 1 | 2024 | GWL | 2024-03-13 | 11 | -Mod. 850 (1-2-3) ; Sectorizar (DEFGHI) | 3 | 0 | 0 | 3 | 0 | 0 |  | 6 | 15 |  | 0 | 0 | 0 | 0 | 0 | 3 | 0 | 3 | Mod. 850 (1-2-3) ; Sectorizar (DEFGHI) | ABCDEFGHI | (1-2-3) | 12 | 1 | 0 | Baseband 6631 | [13 empty] | INST : Mod. 850 / Sectorize AWS&1900 / |  | MIC BO 3YPlan 2023_1BB_6R_3A | 21 | 1xBaseband 6631, 3xRadio 2219 B5, 3xRadio 4499 44B2/25 44B66A, |  | 3xTwin Beam Antenna, | [27 empty] | 0 |  | 0 | [5 empty] | 20 | [5 empty] | 100 | 6 | 420 | 70 |  |  |  | #N/A | +591 75137341 | [8 empty] | 0 | 14 | [66 empty] | 1xBaseband 6631, 3xRadio 2219 B5, 3xRadio 4499 44B2/25 44B66A, 3xTwin Beam Antenna, | EXISTING SITE 2G/3G 850/LTE 700/AWS/LTE 1900/ L:ABCDEFGHI-> INST : Mod. 850 / Sectorize AWS&1900 / New :(1-2-3)
202 | RO 2021 - LTE Capacity H2-P1 | RO 2022 Capacity H2 | Proyecto Millicom Bolivia 3YPlan 2023 | MIS | Misiones | In Services | -17.8416 | -63.1814 | Urban | Santa Cruz de la Sierra | Andres Ibanez | Santa Cruz | 50 | Selfsupported | PU6210 | - | 3 | 3 | 0 | 0 | 0 | 3 | 3 | 0 | 12 |  | 1 DUG 20 01-1 DUW 31 01-1 BB 5212 L | 3 RRU 12 B5 | 3 | 1 DUG 20 01 | 1 | RBS 6601_SHARE | 3 RRU 01 B5 | 3 | 1 DUW 31 01 | 1 | RBS6601_SHARE | N/A | 0 | N/A | 0 | N/A | N/A | 0 | N/A | 0 | N/A | 3 RRUS 32 B4 | 3 | 1 BB 5212 L | 1 | RBS6601 | 3 R 4415 B2 B25 | 3 | 0 BB 5212 L | 0 | RBS6601 | 0 | 0 | 0 | 0 | 0 | 12 | Batch 1 Prio 3 |  | 3Y Plan 2024 - Bach 1 | 2024 | GWL | 2024-03-18 | 12 | -Mod. 850 (1-2-3) ; Exp. LTE (C) ; MIMO4 LTE (I) ; Sectorizar (DEGH) | 3 | 0 | 0 | 0 | 1 | 0 |  | 4 | 12 |  | 0 | 0 | 0 | 0 | 1 | 2 | 0 | 3 | Mod. 850 (1-2-3) ; Exp. LTE (C) ; MIMO4 LTE (I) ; Sectorizar (DEGH) | DEFGHI | C(1-2-3) | 1 | 1 | 0 | Baseband 6631 | [13 empty] | INST : Mod. 850 / LTE 700 / Sectorize AWS&1900 / |  | MIC BO 3YPlan 2023_1BB_4R_3A | 10 | 1xBaseband 6631, 3xRadio 2219 B5, 1xRadio 4478 B12A, |  | 1xAntenna 4pL4pH , 2xTwin Beam Antenna, | [27 empty] | 2 |  | 2 |  |  |  | 8 |  | 16 | 2 |  |  | 2 |  | 100 | 4 | 280 | 70 |  |  |  | #N/A | +591 71369827 | [8 empty] | 0 | 14 | [66 empty] | 1xBaseband 6631, 3xRadio 2219 B5, 1xRadio 4478 B12A, 1xAntenna 4pL4pH , 2xTwin Beam Antenna, | EXISTING SITE 2G/3G 850/AWS/LTE 1900/ L:DEFGHI-> INST : Mod. 850 / LTE 700 / Sectorize AWS&1900 / New :C(1-2-3) | [12 empty] | 140 | 280
334 | / LTE RO 2020 Capacity H1 - 1900Mhz | 0 | Proyecto Millicom Bolivia 3YPlan 2023 | SEV | Sevilla II | In Services | -17.8199 | -63.171 | Urban | Santa Cruz de la Sierra | Andres Ibanez | Santa Cruz | 25 | Selfsupported | PBC6200 | - | 3 | 3 | 0 | 0 | 0 | 3 | 3 | 0 | 12 |  | 1 DUG 20 01-1 DUW 31 01-1 DUS 31 01 | 3 RRU 12 B5 | 3 | 1 DUG 20 01 | 1 | RBS 6601_SHARE | 3 RRU 01 B5 | 3 | 1 DUW 31 01 | 1 | RBS6601 | N/A | 0 | N/A | 0 | N/A | N/A | 0 | N/A | 0 | RBS 6601_SHARE | 3 RRUS 32 B4 | 3 | 1 DUS 31 01 | 1 | RBS6601_SHARE | 3 R 2217B2 | 3 | 0 DUS 31 01 | 0 | RBS 6601_SHARE | 0 | 0 | 0 | 0 | 0 | 12 | Batch 1_Prio 4 |  | 3Y Plan 2024 - Bach 1 | 2024 | GWL | 2024-03-18 | 12 | -Mod. 850 (1-2-3) ; Exp. LTE (AB) ; Sectorizar (DEFGHI) | 3 | 3 | 0 | 0 | 1 | 0 |  | 7 | 12 |  | 0 | 0 | 0 | 0 | 2 | 3 | 0 | 5 | Mod. 850 (1-2-3) ; Exp. LTE (AB) ; Sectorizar (DEFGHI) | DEFGHI | AB(1-2-3) | 1 | 1 | 0 | Baseband 6631 | [13 empty] | INST : Mod. 850 / LTE 700 / Sectorize AWS&1900 / |  | MIC BO 3YPlan 2023_1BB_7R_5A | 2 | 1xBaseband 6631, 3xRadio 2219 B5, 3xRadio 4415 B2/25, 1xRadio 4478 B12A, |  | 2xAntenna 4pL4pH , 3xTwin Beam Antenna, | [29 empty] | 8 |  |  |  | 12 |  | 20 | 2 |  |  |  |  | 50 | 7 | 294 | 42 |  |  |  | #N/A | +591 75137341 | [8 empty] | 0 | 14 | [66 empty] | 1xBaseband 6631, 3xRadio 2219 B5, 3xRadio 4415 B2/25, 1xRadio 4478 B12A, 2xAntenna 4pL4pH , 3xTwin Beam Antenna, | EXISTING SITE 2G/3G 850/AWS/LTE 1900/ L:DEFGHI-> INST : Mod. 850 / LTE 700 / Sectorize AWS&1900 / New :AB(1-2-3)
338 | 0 | 0 | Proyecto Millicom Bolivia 3YPlan 2023 | POL | Trompillo Polanco | In Services | -17.8033 | -63.1648 | Urban | Santa Cruz de la Sierra | Andres Ibanez | Santa Cruz | 60 | Selfsupported | RBS6101 | - | 3 | 3 | 0 | 0 | 3 | 3 | 0 | 0 | 12 |  | 1 DUG 20 01-1 DUW3101-1 DUS 31 01 | 3 RRU 01 B5 | 3 | 1 DUG 20 01 | 1 | RBS 6101 | 3 RRUS01B5 W | 3 | 1 DUW3101 | 1 | RBS 6101 | N/A | 0 | N/A | 0 | N/A | 3 RRUS 11 B12 | 3 | 1 DUS 31 01 | 1 | RBS6101 | 3 RRU 11 B4 | 3 | 0 DUS 31 02 | 0 | RBS6101 | N/A | 0 | N/A | 0 | N/A | 0 | 0 | 0 | 0 | 0 | 12 | Batch 1 Prio 3 |  | 3Y Plan 2024 - Bach 1 | 2024 | GWL | 2024-03-18 | 12 | -Mod. 850 (1-2-3) ; Sectorizar (DEFGHI) | 3 | 0 | 0 | 3 | 0 | 0 |  | 6 | 12 |  | 0 | 0 | 0 | 0 | 0 | 3 | 0 | 3 | Mod. 850 (1-2-3) ; Sectorizar (DEFGHI) | ABCDEF | GHI(1-2-3) | 12 | 1 | 0 | Baseband 6631 | [13 empty] | INST : Mod. 850 / Sectorize AWS&1900 / |  | MIC BO 3YPlan 2023_1BB_6R_3A | 21 | 1xBaseband 6631, 3xRadio 2219 B5, 3xRadio 4499 44B2/25 44B66A, |  | 3xTwin Beam Antenna, | [27 empty] | 0 |  | 0 | [5 empty] | 20 | [5 empty] | 100 | 6 | 486 | 81 |  |  |  | #N/A | +591 75137341 | [8 empty] | 0 | 14 | [66 empty] | 1xBaseband 6631, 3xRadio 2219 B5, 3xRadio 4499 44B2/25 44B66A, 3xTwin Beam Antenna, | EXISTING SITE 2G/3G 850/LTE 700/AWS/ L:ABCDEF-> INST : Mod. 850 / Sectorize AWS&1900 / New :GHI(1-2-3)
356 | 0 | RO 2022 Capacity H2 | Proyecto Millicom Bolivia 3YPlan 2023 | P12 | Plan 12 Hamacas | In Services | -17.7466 | -63.1717 | Urban | Santa Cruz de la Sierra | Andres Ibanez | Santa Cruz | 25 | Selfsupported | RBS6101 | - | 3 | 3 | 0 | 0 | 0 | 3 | 2 | 0 | 11 |  | 1 DUG 20 01-1 DUW 31 01-1 BB 5212 L | 3 RRUS 01 B5 G | 3 | 1 DUG 20 01 | 1 | RBS 6601_SHARE | 3 RRU 01 B5 W | 3 | 1 DUW 31 01 | 1 | RBS6601_SHARE | N/A | 0 | N/A | 0 | N/A | N/A | 0 | N/A | 0 | N/A | 3 RRUS 32 B4 | 3 | 1 BB 5212 L | 1 | RBS6601 | 2 R 4415 B2 B25 | 2 | 0 BB 5212 L | 0 | RBS6601 | 0 | 0 | 0 | 0 | 0 | 11 | Batch 1 Prio 3 |  | 3Y Plan 2024 - Bach 1 | 2024 | GWL | 2024-03-18 | 12 | -Mod. 850 (1-3) ; Exp. LTE (H) ; Sectorizar (DFGI) | 2 | 1 | 0 | 0 | 0 | 0 |  | 3 | 11 |  | 0 | 1 | 0 | 0 | 0 | 2 | 0 | 3 | Mod. 850 (1-3) ; Exp. LTE (H) ; Sectorizar (DFGI) | DEFGI | H(1-3) | 3 | 1 | 0 | Baseband 6631 | [13 empty] | INST : Mod. 850 / LTE 1900 / Sectorize AWS&1900 / |  | MIC BO 3YPlan 2023_1BB_3R_3A | 30 | 1xBaseband 6631, 2xRadio 2219 B5, 1xRadio 4415 B2/25, |  | 1xAntenna 2pL4pH, 2xTwin Beam Antenna, | [33 empty] | 8 |  | 16 | [5 empty] | 50 | 3 | 126 | 42 |  |  |  | #N/A | +591 71369827 | [8 empty] | 0 | 14 | [66 empty] | 1xBaseband 6631, 2xRadio 2219 B5, 1xRadio 4415 B2/25, 1xAntenna 2pL4pH, 2xTwin Beam Antenna, | EXISTING SITE 2G/3G 850/AWS/LTE 1900/ L:DEFGI-> INST : Mod. 850 / LTE 1900 / Sectorize AWS&1900 / New :H(1-3)
383 | 0 | 0 | Proyecto Millicom Bolivia 3YPlan 2023 | SAV | Saavedra | In Services | -17.2321 | -63.2157 | Rural | General Saavedra | Obispo Santisteban | Santa Cruz | 40 | Selfsupported | RBS6101 | - | 3 | 3 | 0 | 0 | 1 | 3 | 0 | 0 | 10 |  | 1 DUG 20 01-1 DUW 31 01-1 DUS 31 01 | 3 RRU 12 B5 | 3 | 1 DUG 20 01 | 1 | RBS 6101 | 3 RRU 12 B5 | 3 | 1 DUW 31 01 | 1 | RBS6601 | N/A | 0 | N/A | 0 | N/A | 1 RRUS 11 B12 | 1 | 1 DUS 31 01 | 1 | RBS6101 | 3 RRU 11 B4 | 3 | 0 DUS 31 01 | 0 | RBS6101 | N/A | 0 | N/A | 0 | N/A | 0 | 0 | 0 | 0 | 0 | 10 | Batch 1 Prio 3 |  | 3Y Plan 2024 - Bach 1 | 2024 | GWL | 2024-03-18 | 12 | -Mod. 850 (1) ; Exp. LTE (HI) ; MIMO4 LTE (EF) ; Sectorizar (DG) | 1 | 0 | 0 | 3 | 0 | 0 |  | 4 | 10 |  | 0 | 0 | 2 | 0 | 0 | 1 | 0 | 3 | Mod. 850 (1) ; Exp. LTE (HI) ; MIMO4 LTE (EF) ; Sectorizar (DG) | ADEF | GHI(1) | 1 | 1 | 0 | Baseband 6631 | [13 empty] | INST : Mod. 850 / LTE 1900 / Sectorize AWS&1900 / |  | MIC BO 3YPlan 2023_1BB_4R_3A | 10 | 1xBaseband 6631, 1xRadio 2219 B5, 3xRadio 4499 44B2/25 44B66A, |  | 2xAntenna 4pH, 1xTwin Beam Antenna, | [33 empty] | 4 |  | 16 | [5 empty] | 70 | 4 | 236 | 59 |  |  |  | #N/A | +591 75137341 | [8 empty] | 0 | 14 | [66 empty] | 1xBaseband 6631, 1xRadio 2219 B5, 3xRadio 4499 44B2/25 44B66A, 2xAntenna 4pH, 1xTwin Beam Antenna, | EXISTING SITE 2G/3G 850/LTE 700/AWS/ L:ADEF-> INST : Mod. 850 / LTE 1900 / Sectorize AWS&1900 / New :GHI(1)
465 | / LTE RO 2020 Capacity H1 - 1900Mhz | 0 | Proyecto Millicom Bolivia 3YPlan 2023 | PGZ | Pentaguazu | In Services | -17.5904 | -63.1323 | Urban | Warnes | Warnes | Santa Cruz | 40 | Selfsupported | RBS6101 | - | 3 | 3 | 0 | 0 | 3 | 3 | 3 | 0 | 15 |  | 1 DUG 20 01-1 DUW 31 01-1 DUS 31 01 | 3 RRUS 01 B5 G | 3 | 1 DUG 20 01 | 1 | RBS6601_SHARE | 3 RRU 01 B5 W | 3 | 1 DUW 31 01 | 1 | RBS6601 | N/A | 0 | N/A | 0 | N/A | 3 RRUS 11 B12 | 3 | 1 DUS 31 01 | 1 | RBS6601_SHARE | 3 RRUS 32 B4 | 3 | 0 DUS 31 01 | 0 | RBS6601_SHARE | 3 R 2217B2 | 3 | 0 DUS 31 01 | 0 | RBS6601_SHARE | 0 | 0 | 0 | 0 | 0 | 15 | Batch 1_Prio 4 |  | 3Y Plan 2024 - Bach 1 | 2024 | GWL | 2024-03-18 | 12 | -Mod. 850 (1-2-3) ; Sectorizar (DEFGHI) | 3 | 3 | 0 | 0 | 0 | 0 |  | 6 | 15 |  | 0 | 0 | 0 | 0 | 0 | 3 | 0 | 3 | Mod. 850 (1-2-3) ; Sectorizar (DEFGHI) | ABCDEFGHI | (1-2-3) | 12 | 1 | 0 | Baseband 6631 | [13 empty] | INST : Mod. 850 / Sectorize AWS&1900 / |  | MIC BO 3YPlan 2023_1BB_6R_3A | 21 | 1xBaseband 6631, 3xRadio 2219 B5, 3xRadio 4415 B2/25, |  | 3xTwin Beam Antenna, | [27 empty] | 0 |  | 0 |  |  |  | 12 |  | 18 | [5 empty] | 70 | 6 | 354 | 59 |  |  |  | #N/A | +591 71369827 | [8 empty] | 0 | 14 | [66 empty] | 1xBaseband 6631, 3xRadio 2219 B5, 3xRadio 4415 B2/25, 3xTwin Beam Antenna, | EXISTING SITE 2G/3G 850/LTE 700/AWS/LTE 1900/ L:ABCDEFGHI-> INST : Mod. 850 / Sectorize AWS&1900 / New :(1-2-3)
489 | / LTE RO 2020 Capacity H1 - 1900Mhz | 0 | Proyecto Millicom Bolivia 3YPlan 2023 | PL4 | Plan 4000 | In Services | -17.8836 | -63.179 | Urban | Santa Cruz de la Sierra | Andres Ibanez | Santa Cruz | 40 | Selfsupported | PBC6200 | - | 3 | 3 | 0 | 0 | 3 | 3 | 3 | 0 | 15 |  | 1 DUG 20 01-1 DUW 31 01-1 DUS 31 01 | 3 RRUS 12 B5 | 3 | 1 DUG 20 01 | 1 | RBS6601_SHARE | 3 RRUS 01 B5 | 3 | 1 DUW 31 01 | 1 | RBS6601 | N/A | 0 | N/A | 0 | N/A | 3 RRUS 11 B12 | 3 | 1 DUS 31 01 | 1 | RBS6601_SHARE | 3 RRUS 32 B4 | 3 | 0 DUS 31 01 | 0 | RBS6601_SHARE | 3 R 2217B2 | 3 | 0 DUS 31 01 | 0 | RBS6601_SHARE | 0 | 0 | 0 | 0 | 0 | 15 | Batch 1 Prio 3 |  | 3Y Plan 2024 - Bach 1 | 2024 | GWL | 2024-03-18 | 12 | -Mod. 850 (1-2-3) ; Sectorizar (DEFGHI) | 3 | 1 | 0 | 2 | 0 | 0 |  | 6 | 15 |  | 0 | 0 | 0 | 0 | 0 | 3 | 0 | 3 | Mod. 850 (1-2-3) ; Sectorizar (DEFGHI) | ABCDEFGHI | (1-2-3) | 12 | 1 | 0 | Baseband 6631 | [13 empty] | INST : Mod. 850 / Sectorize AWS&1900 / |  | MIC BO 3YPlan 2023_1BB_6R_3A | 21 | 1xBaseband 6631, 3xRadio 2219 B5, 1xRadio 4415 B2/25, 2xRadio 4499 44B2/25 44B66A, |  | 3xTwin Beam Antenna, | [27 empty] | 0 |  | 0 |  |  |  | 8 |  | 18 | [5 empty] | 70 | 6 | 354 | 59 |  |  |  | #N/A | +591 75137341 | [8 empty] | 0 | 14 | [66 empty] | 1xBaseband 6631, 3xRadio 2219 B5, 1xRadio 4415 B2/25, 2xRadio 4499 44B2/25 44B66A, 3xTwin Beam Antenna, | EXISTING SITE 2G/3G 850/LTE 700/AWS/LTE 1900/ L:ABCDEFGHI-> INST : Mod. 850 / Sectorize AWS&1900 / New :(1-2-3)
490 | 0 | 0 | Proyecto Millicom Bolivia 3YPlan 2023 | PLO2 | Pailon 2 | In Services | -17.6638 | -62.7214 | Rural | Pailon | Chiquitos | Santa Cruz | 40 | Selfsupported | Enclosure 6150 | - | 0 | 3 | 0 | 0 | 3 | 3 | 0 | 0 | 9 |  | 1 BB 6630 WL | N/A | 0 | N/A | 0 | N/A | 3 R 2219 B5 | 3 | 1 BB 6630 WL | 1 | RBS 6630 | N/A | 0 | N/A | 0 | N/A | 3 R 4449 B12 | 3 | 0 BB 6630 WL | 0 | RBS 6630 | 3 R 4415 B66A | 3 | 0 BB 6630 WL | 0 | RBS 6630 | N/A | 0 | N/A | 0 | N/A | N/A | 0 | N/A | 0 | N/A | 9 | Batch-2.1 |  | 3Y Plan 2024 - Bach 1 | 2024 | WL | 2024-03-18 | 12 | -Mod. 850 (1-2) ; Sectorizar (DEGH) | 0 | 2 | 0 | 0 | 0 | 0 |  | 2 | 9 |  | 0 | 0 | 0 | 0 | 0 | 2 | 0 | 2 | Mod. 850 (1-2) ; Sectorizar (DEGH) | ABCDEF | GH(1-2) | 2 | 0 | 0 | [14 empty] | INST : Mod. 850 / Sectorize AWS&1900 / |  | MIC BO 3YPlan 2023_2R_2A | 11 | 2xRadio 4415 B2/25, |  | 2xTwin Beam Antenna, | [27 empty] | 0 |  | 0 | [5 empty] | 16 | [5 empty] | 70 | 2 | 118 | 59 |  |  |  | #N/A | +591 71369827 | [8 empty] | 0 | 14 | [66 empty] | 2xRadio 4415 B2/25, 2xTwin Beam Antenna, | EXISTING SITE 3G 850/LTE 700/AWS/ L:ABCDEF-> INST : Mod. 850 / Sectorize AWS&1900 / New :GH(1-2)
510 | RO 2021 - LTE Capacity H1_119 Sitios / | 0 | Proyecto Millicom Bolivia 3YPlan 2023 | ROB | Robore | In Services | -18.3371 | -59.7584 | Rural | Robore | Chiquitos | Santa Cruz | 60 | Selfsupported | PBC6200 | - | 3 | 3 | 0 | 0 | 3 | 3 | 0 | 0 | 12 |  | 1 DUG 20 01-1 DUW 41 01-1 DUS 31 01 | 3 RRUS 12 B5 | 3 | 1 DUG 20 01 | 1 | RBS6601_SHARE | 3 RRUS 01 B5 | 3 | 1 DUW 41 01 | 1 | RBS6601 | N/A | 0 | N/A | 0 | N/A | 3 RRUS 11 B12 | 3 | 1 DUS 31 01 | 1 | RBS6601_SHARE | 1 RRUS 11 B4 ; 2 R 4415 B66A | 3 | 0 DUS 31 01 | 0 | RBS6601_SHARE | N/A | 0 | N/A | 0 | N/A | 0 | 0 | 0 | 0 | 0 | 12 | Batch 1 Prio 3 |  | 3Y Plan 2024 - Bach 1 | 2024 | GWL | 2024-03-18 | 12 | -Mod. 850 (1) ; Sectorizar (DG) | 1 | 0 | 0 | 1 | 0 | 0 |  | 2 | 12 |  | 0 | 0 | 0 | 0 | 0 | 1 | 0 | 1 | Mod. 850 (1) ; Sectorizar (DG) | ABCDEF | G(1) | 3 | 1 | 0 | Baseband 6631 | [13 empty] | INST : Mod. 850 / Sectorize AWS&1900 / |  | MIC BO 3YPlan 2023_1BB_2R_1A | 8 | 1xBaseband 6631, 1xRadio 2219 B5, 1xRadio 4499 44B2/25 44B66A, |  | 1xTwin Beam Antenna, | [27 empty] | 0 |  | 0 |  |  |  | 4 |  | 8 | [5 empty] | 100 | 2 | 162 | 81 |  |  |  | #N/A | +591 75137341 | [8 empty] | 0 | 14 | [66 empty] | 1xBaseband 6631, 1xRadio 2219 B5, 1xRadio 4499 44B2/25 44B66A, 1xTwin Beam Antenna, | EXISTING SITE 2G/3G 850/LTE 700/AWS/ L:ABCDEF-> INST : Mod. 850 / Sectorize AWS&1900 / New :G(1)
213 | / LTE RO 2020 Capacity H1 - AWS | RO 2022 Capacity H2 | Proyecto Millicom Bolivia 3YPlan 2023 | SJM | San Juan Macias | In Services | -17.7578 | -63.1629 | Urban | Santa Cruz de la Sierra | Andres Ibanez | Santa Cruz | 25 | Selfsupported | RBS6101 | - | 0 | 3 | 0 | 0 | 0 | 3 | 3 | 0 | 9 |  | 1 DUW 3101-1 BB 5212 L | N/A | 0 | N/A | 0 | N/A | 3 RRUS 01B5 W | 3 | 1 DUW 3101 | 1 | RBS 6101 | N/A | 0 | N/A | 0 | N/A | N/A | 0 | N/A | 0 | N/A | 3 Radio 4415B66A | 3 | 1 BB 5212 L | 1 | RBS 6101 | 3 R 4415 B2 B25 | 3 | 0 BB 5212 L | 0 | RBS 6101 | 0 | 0 | 0 | 0 | 0 | 9 | Batch 1 Prio 3 |  | 3Y Plan 2024 - Bach 1 | 2024 | WL | 2024-03-21 | 12 | -Mod. 850 (1-2-3) ; Sectorizar (DEGH) | 3 | 0 | 0 | 0 | 0 | 0 |  | 3 | 9 |  | 0 | 0 | 0 | 0 | 0 | 2 | 0 | 2 | Mod. 850 (1-2-3) ; Sectorizar (DEGH) | DEFGHI | (1-2-3) | 1 | 1 | 0 | Baseband 6631 | [13 empty] | INST : Mod. 850 / Sectorize AWS&1900 / |  | MIC BO 3YPlan 2023_1BB_3R_2A | 6 | 1xBaseband 6631, 3xRadio 2219 B5, |  | 2xTwin Beam Antenna, | [27 empty] | 0 |  | 0 | [5 empty] | 22 |  |  |  | 4 |  | 50 | 3 | 126 | 42 |  |  |  | #N/A | +591 71369827 | [8 empty] | 0 | 14 | [66 empty] | 1xBaseband 6631, 3xRadio 2219 B5, 2xTwin Beam Antenna, | EXISTING SITE 3G 850/AWS/LTE 1900/ L:DEFGHI-> INST : Mod. 850 / Sectorize AWS&1900 / New :(1-2-3) | [12 empty] | 84 | 168
324 | / LTE RO 2020 Capacity H1 - 1900Mhz/High Load Cells_Only F1 | 0 | Proyecto Millicom Bolivia 3YPlan 2023 | SGZ | Saragoza | In Services | -17.7112 | -63.061 | Urban | Santa Cruz de la Sierra | Andres Ibanez | Santa Cruz | 25 | Selfsupported | Enclosure 6150 | - | 0 | 3 | 0 | 0 | 3 | 2 | 3 | 0 | 11 |  | 1 BB 6630 WL | N/A | 0 | N/A | 0 | N/A | 3 R 2219 B5 W | 3 | 1 BB 6630 WL | 1 | RBS 6630 | N/A | 0 | N/A | 0 | N/A | 3 RRUS 11 B12 | 3 | 0 BB 6630 WL | 0 | RBS 6630 | 2 R4415B66A L | 2 | 0 BB 6630 WL | 0 | RBS 6630 | 3 R 2217B2 | 3 | 0 BB 6630 WL | 0 | RBS 6630 | 0 | 0 | 0 | 0 | 0 | 11 | Batch 1_Prio 4 |  | 3Y Plan 2024 - Bach 1 | 2024 | WL | 2024-03-21 | 12 | -Mod. 850 (2-3) ; Exp. LTE (D) ; MIMO4 LTE (G) ; Sectorizar (EFHI) | 0 | 2 | 0 | 1 | 0 | 0 |  | 3 | 11 |  | 0 | 0 | 1 | 0 | 0 | 2 | 0 | 3 | Mod. 850 (2-3) ; Exp. LTE (D) ; MIMO4 LTE (G) ; Sectorizar (EFHI) | ABCEFGHI | D(2-3) | 1 | 0 | 0 | [14 empty] | INST : Mod. 850 / LTE AWS / Sectorize AWS&1900 / |  | MIC BO 3YPlan 2023_3R_3A | 23 | 2xRadio 4415 B2/25, 1xRadio 4499 44B2/25 44B66A, |  | 1xAntenna 4pH, 2xTwin Beam Antenna, | [35 empty] | 28 | [5 empty] | 50 | 3 | 126 | 42 |  |  |  | #N/A | +591 71369827 | [8 empty] | 0 | 14 | [66 empty] | 2xRadio 4415 B2/25, 1xRadio 4499 44B2/25 44B66A, 1xAntenna 4pH, 2xTwin Beam Antenna, | EXISTING SITE 3G 850/LTE 700/AWS/LTE 1900/ L:ABCEFGHI-> INST : Mod. 850 / LTE AWS / Sectorize AWS&1900 / New :D(2-3)
333 | / LTE Coverage Co-Located H1 2020 | 0 | Proyecto Millicom Bolivia 3YPlan 2023 | SFY | Santa Fe de Yapacani | In Services | -17.3957 | -63.8256 | Rural | San Carlos | Ichilo | Santa Cruz | 40 | Selfsupported | PBC6200 | - | 3 | 3 | 0 | 0 | 3 | 1 | 0 | 0 | 10 |  | 1 DUG 20 01-1 BB 6630 WL | 3 RRU 12 B5 | 3 | 1 DUG 20 01 | 1 | RBS 6601 | 3 RRU 01 B5 | 3 | 1 BB 6630 WL | 1 | RBS 6630 | N/A | 0 | N/A | 0 | N/A | 3 R4449B5+B12 | 3 | 0 BB 6630 WL | 0 | RBS 6630 | 1 RRU 11 B4 | 1 | 0 BB6630 WL | 0 | RBS 6630 | N/A | 0 | N/A | 0 | N/A | 0 | 0 | 0 | 0 | 0 | 10 | Batch 1 Prio 3 |  | 3Y Plan 2024 - Bach 1 | 2024 | GWL | 2024-03-21 | 12 | -Mod. 850 (1) ; Exp. LTE (EF) ; Sectorizar (DG) | 1 | 0 | 2 | 1 | 0 | 0 |  | 4 | 10 |  | 0 | 0 | 2 | 0 | 0 | 1 | 0 | 3 | Mod. 850 (1) ; Exp. LTE (EF) ; Sectorizar (DG) | ABCD | GEF(1) | 2 | 0 | 0 | [14 empty] | INST : Mod. 850 / LTE AWS / Sectorize AWS&1900 / |  | MIC BO 3YPlan 2023_4R_3A | 11 | 1xRadio 2219 B5, 2xRadio 4415 B66A, 1xRadio 4499 44B2/25 44B66A, |  | 2xAntenna 4pH, 1xTwin Beam Antenna, | [33 empty] | 4 |  | 14 | [5 empty] | 70 | 4 | 236 | 59 |  |  |  | #N/A | +591 71369827 | [8 empty] | 0 | 14 | [66 empty] | 1xRadio 2219 B5, 2xRadio 4415 B66A, 1xRadio 4499 44B2/25 44B66A, 2xAntenna 4pH, 1xTwin Beam Antenna, | EXISTING SITE 2G/3G 850/LTE 700/AWS/ L:ABCD-> INST : Mod. 850 / LTE AWS / Sectorize AWS&1900 / New :GEF(1)
335 | RO 2021 - LTE Capacity H2/ / High Load Cells_Only F1 | 0 | Proyecto Millicom Bolivia 3YPlan 2023 | VIR | Viru Viru | In Services | -17.6607 | -63.1585 | Urban | Warnes | Warnes | Santa Cruz | 25 | Selfsupported | PBC6200 | - | 3 | 3 | 0 | 0 | 3 | 3 | 1 | 0 | 13 |  | 1 DUG 20 01-1 DUW3101-1 BB 6330 L | 3 RRUS 12 B5 G | 3 | 1 DUG 20 01 | 1 | RBS 6601 | 3 RRUS01B5 W | 3 | 1 DUW3101 | 1 | RBS 6601 | N/A | 0 | N/A | 0 | N/A | 3 RRUS 11 B12 | 3 | 0 BB 6330 L | 0 | RBS 6630 | 2 R4415B66A ; 1 RRUS 32 B4 | 3 | 1 BB 6330 L | 1 | RBS 6630 | 1 R 4415 B2/B25 | 1 | 0 BB 6330 L | 0 | RBS 6630 | 0 | 0 | 0 | 0 | 0 | 13 | Batch 1_Prio 4 |  | 3Y Plan 2024 - Bach 1 | 2024 | GWL | 2024-03-21 | 12 | -Mod. 850 (2-3) ; Exp. LTE (G) ; Sectorizar (EFHI) | 2 | 2 | 0 | 0 | 0 | 0 |  | 4 | 13 |  | 0 | 0 | 1 | 0 | 0 | 2 | 0 | 3 | Mod. 850 (2-3) ; Exp. LTE (G) ; Sectorizar (EFHI) | ABCDEFI | HG(2-3) | 1 | 0 | 0 | [14 empty] | INST : Mod. 850 / LTE 1900 / Sectorize AWS&1900 / |  | MIC BO 3YPlan 2023_4R_3A | 11 | 2xRadio 2219 B5, 2xRadio 4415 B2/25, |  | 1xAntenna 4pH, 2xTwin Beam Antenna, | [33 empty] | 8 |  | 20 | [5 empty] | 50 | 4 | 168 | 42 |  |  |  | #N/A | +591 75137341 | [8 empty] | 0 | 14 | [66 empty] | 2xRadio 2219 B5, 2xRadio 4415 B2/25, 1xAntenna 4pH, 2xTwin Beam Antenna, | EXISTING SITE 2G/3G 850/LTE 700/AWS/LTE 1900/ L:ABCDEFI-> INST : Mod. 850 / LTE 1900 / Sectorize AWS&1900 / New :HG(2-3)
382 | / LTE RO 2020 Capacity H1 - 1900Mhz | 0 | Proyecto Millicom Bolivia 3YPlan 2023 | VIL | Villa 1ro. de Mayo | In Services | -17.7957 | -63.1265 | Urban | Santa Cruz de la Sierra | Andres Ibanez | Santa Cruz | 40 | Selfsupported | PBC6200 | - | 3 | 3 | 0 | 0 | 3 | 3 | 3 | 0 | 15 |  | 1 DUG 20 01-1 DUW3101-1 DUS 31 02 | 3 RRUS 12 B5 G | 3 | 1 DUG 20 01 | 1 | RBS6601_SHARE | 3 RRUS 01 B5 W | 3 | 1 DUW3101 | 1 | RBS 6601 | N/A | 0 | N/A | 0 | N/A | 3 RRUS 11 B12 | 3 | 1 DUS 31 02 | 1 | RBS6601_SHARE | 3 RRU 11 B4 | 3 | 0 DUS 31 02 | 0 | RBS6601_SHARE | 3 R 2217B2 | 3 | 0 DUS 31 02 | 0 | RBS6601_SHARE | 0 | 0 | 0 | 0 | 0 | 15 | Batch 1 Prio 3 |  | 3Y Plan 2024 - Bach 1 | 2024 | GWL | 2024-03-21 | 12 | -Mod. 850 (1-2-3) ; Sectorizar (DEFGHI) | 3 | 0 | 0 | 3 | 0 | 0 |  | 6 | 15 |  | 0 | 0 | 0 | 0 | 0 | 3 | 0 | 3 | Mod. 850 (1-2-3) ; Sectorizar (DEFGHI) | ABCDEFGHI | (1-2-3) | 12 | 1 | 0 | Baseband 6631 | [13 empty] | INST : Mod. 850 / Sectorize AWS&1900 / |  | MIC BO 3YPlan 2023_1BB_6R_3A | 21 | 1xBaseband 6631, 3xRadio 2219 B5, 3xRadio 4499 44B2/25 44B66A, |  | 3xTwin Beam Antenna, | [27 empty] | 0 |  | 0 | [5 empty] | 20 | [5 empty] | 70 | 6 | 354 | 59 |  |  |  | #N/A | +591 75137341 | [8 empty] | 0 | 14 | [66 empty] | 1xBaseband 6631, 3xRadio 2219 B5, 3xRadio 4499 44B2/25 44B66A, 3xTwin Beam Antenna, | EXISTING SITE 2G/3G 850/LTE 700/AWS/LTE 1900/ L:ABCDEFGHI-> INST : Mod. 850 / Sectorize AWS&1900 / New :(1-2-3)
391 | / LTE Coverage New Sites H1 2020 | 0 | Proyecto Millicom Bolivia 3YPlan 2023 | ULJ | Urb Los Jardines | In Services | -17.9036 | -63.0619 | Rural | Santa Cruz de la Sierra | 0 | Santa Cruz | 40 | Selfsupported | Enclosure 6150 | - | 0 | 3 | 0 | 0 | 3 | 3 | 0 | 0 | 9 |  | 1 BB 6630 WL | N/A | 0 | N/A | 0 | N/A | 3 R 2219 B5 | 3 | 1 BB 6630 WL | 1 | RBS 6630 | N/A | 0 | N/A | 0 | N/A | 3 R 4478 B12A | 3 | 0 BB 6630 WL | 0 | RBS 6630 | 3 R 4415 B66A | 3 | 0 BB 6630 WL | 0 | RBS 6630 | N/A | 0 | N/A | 0 | N/A | N/A | 0 | N/A | 0 | N/A | 9 | Batch-2.1 |  | 3Y Plan 2024 - Bach 1 | 2024 | WL | 2024-03-21 | 12 | -Mod. 850 (3) ; Exp. LTE (G) ; Sectorizar (FI) | 0 | 2 | 0 | 0 | 0 | 0 |  | 2 | 9 |  | 0 | 0 | 1 | 0 | 0 | 1 | 0 | 2 | Mod. 850 (3) ; Exp. LTE (G) ; Sectorizar (FI) | ABCDEF | IG(3) | 2 | 0 | 0 | [14 empty] | INST : Mod. 850 / LTE 1900 / Sectorize AWS&1900 / |  | MIC BO 3YPlan 2023_2R_2A | 11 | 2xRadio 4415 B2/25, |  | 1xAntenna 4pH, 1xTwin Beam Antenna, | [33 empty] | 4 |  | 8 | [5 empty] | 70 | 2 | 118 | 59 |  |  |  | #N/A | +591 75137341 | [8 empty] | 0 | 14 | [66 empty] | 2xRadio 4415 B2/25, 1xAntenna 4pH, 1xTwin Beam Antenna, | EXISTING SITE 3G 850/LTE 700/AWS/ L:ABCDEF-> INST : Mod. 850 / LTE 1900 / Sectorize AWS&1900 / New :IG(3)
409 | / LTE RO 2020 Capacity H2 - 1900Mhz | 0 | Proyecto Millicom Bolivia 3YPlan 2023 | URO | Urb. Romar | In Services | -17.735 | -63.1174 | Urban | Santa Cruz de la Sierra | Andres Ibanez | Santa Cruz | 60 | Selfsupported | PBC6200 | - | 3 | 3 | 0 | 3 | 0 | 2 | 0 | 0 | 11 |  | 1 DUG 20 01-1 DUW4101-1 DUW 31 01-1 BB 5216 L | 3 RRU 12 B5 | 3 | 1 DUG 20 01 | 1 | RBS6601_SHARE | 3 RRUS12B5 W | 3 | 1 DUW4101 | 1 | RBS 6601 | 3 RRUS 01 B2 W | 3 | 1 DUW 31 01 | 1 | RBS 6601 | N/A | 0 | N/A | 0 | N/A | 2 RADIO 4415 B66A | 2 | 1 BB 5216 L | 1 | RBS6601_SHARE | N/A | 0 | N/A | 0 | N/A | 0 | 0 | 0 | 0 | 0 | 11 | Batch 1 Prio 3 |  | 3Y Plan 2024 - Bach 1 | 2024 | GWL | 2024-03-21 | 12 | -Mod. 850 (1-2) ; Sectorizar (DEGH) | 2 | 0 | 0 | 0 | 0 | 0 |  | 2 | 11 |  | 0 | 0 | 0 | 0 | 0 | 2 | 0 | 2 | Mod. 850 (1-2) ; Sectorizar (DEGH) | DEGH | (1-2) | 2 | 1 | 0 | Baseband 6631 | [13 empty] | INST : Mod. 850 / Sectorize AWS&1900 / |  | MIC BO 3YPlan 2023_1BB_2R_2A | 33 | 1xBaseband 6631, 2xRadio 2219 B5, |  | 2xTwin Beam Antenna, | [27 empty] | 0 |  | 0 | [5 empty] | 20 |  |  |  | 4 |  | 100 | 2 | 162 | 81 |  |  |  | #N/A | +591 75137341 | [8 empty] | 0 | 14 | [66 empty] | 1xBaseband 6631, 2xRadio 2219 B5, 2xTwin Beam Antenna, | EXISTING SITE 2G/3G 850/3G 1900/AWS/ L:DEGH-> INST : Mod. 850 / Sectorize AWS&1900 / New :(1-2) | [12 empty] | 162 | 324
421 | /High Load Cells_Only F1 | 0 | Proyecto Millicom Bolivia 3YPlan 2023 | SPD | San Pedro | In Services | -16.8322 | -63.4798 | Rural | San Pedro | Obispo Santisteban | Santa Cruz | 72 | Guyed | RBS6101 | - | 3 | 3 | 0 | 0 | 1 | 3 | 0 | 0 | 10 |  | 1 DUG 20 01-1 DUW 4101-1 DUS 31 02 | 3 RRU 01 B5 | 3 | 1 DUG 20 01 | 1 | RBS 6101 | 3 RRU 01 B5 | 3 | 1 DUW 4101 | 1 | RBS 6101 | N/A | 0 | N/A | 0 | N/A | 1 RRUS 11 B12 | 1 | 1 DUS 31 02 | 1 | RBS6101 | 3 RRU 11 B4 | 3 | 0 DUS 31 02 | 0 | RBS6101 | N/A | 0 | N/A | 0 | N/A | 0 | 0 | 0 | 0 | 0 | 10 | Batch 1 Prio 3 |  | 3Y Plan 2024 - Bach 1 | 2024 | GWL | 2024-03-21 | 12 | -Mod. 850 (1-3) ; Exp. LTE (I) ; Sectorizar (DG) | 2 | 1 | 0 | 1 | 0 | 0 |  | 4 | 10 |  | 0 | 0 | 1 | 0 | 0 | 1 | 0 | 2 | Mod. 850 (1-3) ; Exp. LTE (I) ; Sectorizar (DG) | ADEF | GI(1-3) | 1 | 1 | 0 | Baseband 6631 | [13 empty] | INST : Mod. 850 / LTE 1900 / Sectorize AWS&1900 / |  | MIC BO 3YPlan 2023_1BB_4R_2A | 12 | 1xBaseband 6631, 2xRadio 2219 B5, 1xRadio 4415 B2/25, 1xRadio 4499 44B2/25 44B66A, |  | 1xAntenna 4pH, 1xTwin Beam Antenna, | [33 empty] | 4 |  | 12 | [5 empty] | 100 | 4 | 380 | 95 |  |  |  | #N/A | +591 71369827 | [8 empty] | 0 | 14 | [66 empty] | 1xBaseband 6631, 2xRadio 2219 B5, 1xRadio 4415 B2/25, 1xRadio 4499 44B2/25 44B66A, 1xAntenna 4pH, 1xTwin Beam Antenna, | EXISTING SITE 2G/3G 850/LTE 700/AWS/ L:ADEF-> INST : Mod. 850 / LTE 1900 / Sectorize AWS&1900 / New :GI(1-3)
452 | RO 2021 - LTE Capacity H2/ / LTE RO 2019 Coverage Co-Located | 0 | Proyecto Millicom Bolivia 3YPlan 2023 | MGA | Melga | In Services | -17.4251 | -65.9077 | Rural | Sacaba | Chapare | Cochabamba | 40 | Selfsupported | Enclosure 6150 | - | 3 | 0 | 0 | 0 | 3 | 1 | 0 | 0 | 7 |  | 1 BB 5216 GL-1 BB 6630 L | 3 RRUS 01 B5 G | 3 | 1 BB 5216 GL | 1 | RBS 6601 | N/A | 0 | N/A | 0 | N/A | N/A | 0 | N/A | 0 | N/A | 3 RRUS 11 B12 | 3 | 0 BB 6630 L | 0 | RBS 6630 | 1 Radio 4415B66A | 1 | 1 BB 6630 L | 1 | RBS 6630 | N/A | 0 | 0 BB 6630 L | 0 | RBS 6630 | 0 | 0 | 0 | 0 | 0 | 7 | Batch 1- Prio 1 | OK-BTJ | 3Y Plan 2024 - Bach 1 | 2024 | GL | 2024-03-21 | 12 | L-01-Exp. LTE (I) ; | 0 | 1 | 0 | 0 | 0 | 0 |  | 1 | 7 |  | 0 | 0 | 1 | 0 | 0 | 0 | 0 | 1 | Exp. LTE (I) ; | ABCF | I | 2 | 0 | 0 | Keep BB 6630 |  |  |  | L-01 | [9 empty] | INST : LTE 1900 / |  | MIC BO 3YPlan 2023_1R_1A | 5 | 1xRadio 4415 B2/25, |  | 1xAntenna 4pH, | [35 empty] | 4 |  |  |  |  | 21 | 70 | 1 | 59 | 59 |  |  |  | SERTERO | +591 72222376 | 45369 | 45372 |  |  | Exp. E6150 |  | 38 | 5 | 43 | 62 | 70 |  |  |  |  | 0 | 0 | 1 | 0 | 0 | [56 empty] | 1xRadio 4415 B2/25, 1xAntenna 4pH, | EXISTING SITE 2G/LTE 700/AWS/ L:ABCF-> INST : LTE 1900 / New :I
255 | 0 | RO 2022 Capacity H2 | Proyecto Millicom Bolivia 3YPlan 2023 | RED | Reducto | In Services | -17.390334 | -66.242958 | Urbano | 0 | 0 | Cochabamba | 6 | Monopolo | Enclosure 6150 | 0 | 0 | 3 | 0 | 0 | 3 | 3 | 0 | 0 | 9 |  | 1 BB 6630 WL | N/A | 0 | N/A | 0 | N/A | 3 R 2219 B5 | 3 | 1 BB 6630 WL | 1 | RBS 6630 | N/A | 0 | N/A | 0 | N/A | 3 R 4478 B12A | 3 | 0 BB 6630 WL | 0 | RBS 6630 | 3 R 4499 B2B25B66A | 3 | 0 BB 6630 WL | 0 | RBS 6630 | N/A | 0 | N/A | 0 | N/A | N/A | 0 | N/A | 0 | N/A | 9 | Batch 1- Prio 1 | OK-BTJ | 3Y Plan 2024 - Bach 1 | 2024 | WL | 2024-03-27 | 13 | WL-01-MIMO4 LTE (DEF) ; | 0 | 0 | 0 | 0 | 0 | 0 |  | 0 | 9 |  | 0 | 0 | 0 | 0 | 0 | 0 | 0 | 0 | MIMO4 LTE (DEF) ; | ABCDEF |  | 2 | 0 | 0 | Keep BB 6630 |  |  |  | WL-01 | [9 empty] | INST : |  | MIC BO 3YPlan 2023 | 4 | [30 empty] | 0 | [7 empty] | 0 |  |  |  |  | 22 | 30 | 0 | 0 | 21 |  |  |  | SERTERO | +591 72222376 | 2024-03-18 | 2024-03-21 |  |  | Exp. E6150 |  | 0 | 0 | 0 | 14 | 30 |  |  |  |  | 0 | 0 | 0 | 0 | 0 | [57 empty] | EXISTING SITE 3G 850/LTE 700/AWS/ L:ABCDEF-> INST : New :
261 | / LTE Coverage New Sites H1 2020 | RO 2022 Capacity H2 | Proyecto Millicom Bolivia 3YPlan 2023 | PAS2 | El Paso 2 | In Services | -17.338 | -66.2667 | Urban | 0 | 0 | Cochabamba | 45 | Selfsupported | Enclosure 6150 | 0 | 0 | 3 | 0 | 0 | 2 | 0 | 0 | 2 | 7 |  | 1 BB 6630 WL | N/A | 0 | N/A | 0 | N/A | 3 R 2219 B5 | 3 | 1 BB 6630 WL | 1 | RBS 6630 | N/A | 0 | N/A | 0 | N/A | 2 R 4478 B12A | 2 | 0 BB 6630 WL | 0 | RBS 6630 | N/A | 0 | N/A | 0 | N/A | N/A | 0 | N/A | 0 | N/A | 2 R 4499 B2B25B66A | 2 | 0 BB 6630 WL | 0 | RBS 6630 | 7 | Batch 1- Prio 1 | OK-BTJ | 3Y Plan 2024 - Bach 1 | 2024 | WL | 2024-03-27 | 13 | WL-01-Exp. LTE (I) ; MIMO4 LTE (F) ; | 0 | 0 | 0 | 0 | 0 | 0 |  | 0 | 7 |  | 0 | 0 | 0 | 0 | 0 | 0 | 0 | 0 | Exp. LTE (I) ; MIMO4 LTE (F) ; | ABCDF | I | 2 | 0 | 0 | Keep BB 6630 |  |  |  | WL-01 | [9 empty] | INST : LTE 1900 / |  | MIC BO 3YPlan 2023 | 4 | [30 empty] | 0 | [7 empty] | 0 |  |  |  |  | 23 | 70 | 0 | 0 | 64 |  |  |  | SERTERO | +591 72222376 | 2024-03-18 | 2024-03-21 |  |  | Exp. E6150 |  | 0 | 0 | 0 | 14 | 70 |  |  |  |  | 0 | 0 | 0 | 0 | 0 | [57 empty] | EXISTING SITE 3G 850/LTE 700/LTE AWS&1900/ L:ABCDF-> INST : LTE 1900 / New :I
266 | / LTE RO 2019 Coverage Co-Located | 0 | Proyecto Millicom Bolivia 3YPlan 2023 | MMN | Mamanaca | In Services | -17.5841 | -66.053 | Rural | Arbieto | Esteban Arce | Cochabamba | 60 | Selfsupported | Enclosure 6150 | - | 3 | 0 | 0 | 0 | 3 | 0 | 0 | 0 | 6 |  | 1 BB 5216 GL | 3 R 2219 B5 G | 3 | 1 BB 5216 GL | 1 | RBS 6601 | N/A | 0 | N/A | 0 | N/A | N/A | 0 | N/A | 0 | N/A | 3 RRUS 11 B12 | 3 | 0 BB 5216 GL | 0 | RBS 6601 | N/A | 0 | N/A | 0 | N/A | N/A | 0 | N/A | 0 | N/A | 0 | 0 | 0 | 0 | 0 | 6 | Batch 1- Prio 2 |  | 3Y Plan 2024 - Bach 1 | 2024 | GL | 2024-03-27 | 13 | -Exp. LTE (DF) ; | 0 | 0 | 2 | 0 | 0 | 0 |  | 2 | 6 | NO EPA | 0 | 0 | 2 | 0 | 0 | 0 | 0 | 2 | Exp. LTE (DF) ; | ABC | DF | 4 | 1 | 0 | Baseband 6631 | [13 empty] | INST : LTE AWS / |  | MIC BO 3YPlan 2023_1BB_2R_2A | 33 | 1xBaseband 6631, 2xRadio 4415 B66A, |  | 2xAntenna 4pH, | [35 empty] | 8 | [5 empty] | 100 | 2 | 162 | 81 |  |  |  | SERTERO | +591 71369827 | [8 empty] | 0 | 14 | [66 empty] | 1xBaseband 6631, 2xRadio 4415 B66A, 2xAntenna 4pH, | EXISTING SITE 2G/LTE 700/ L:ABC-> INST : LTE AWS / New :DF
400 | RO 2021 - LTE Capacity H1_119 Sitios / Desinstalación H1 1900 2020 | 0 | Proyecto Millicom Bolivia 3YPlan 2023 | SIP2 | Sipe Sipe II | In Services | -17.4526 | -66.3581 | Rural | Sipe Sipe | Quillacollo | Cochabamba | 40 | Selfsupported | Enclosure 6150 | - | 0 | 0 | 3 | 0 | 0 | 3 | 3 | 0 | 9 |  | 1 BB 5216 GW-1 BB 5212 L | 3 R 2219 B5 GW | 3 | 1 BB 5216 GW | 1 | RBS 6601_SHARE | 0 R 2219 B5 GW | 0 | 0 BB 5216 GW | 0 | RBS 6601_SHARE | N/A | 0 | N/A | 0 | N/A | N/A | 0 | N/A | 0 | N/A | 3 RRUS 32 B4 | 3 | 1 BB 5212 L | 1 | RBS6601_SHARE | 3 R 4415 B2/B25 | 3 | 0 BB 5212 L | 0 | RBS 6601 | 0 | 0 | 0 | 0 | 0 | 9 | Batch 1 Prio 3 |  | 3Y Plan 2024 - Bach 1 | 2024 | GWL | 2024-03-27 | 13 | -Mod. 850 (1-2-3) ; Exp. LTE (ABC) ; MIMO4 LTE (DEF) ; | 0 | 0 | 0 | 0 | 2 | 0 |  | 2 | 9 |  | 0 | 0 | 0 | 0 | 3 | 0 | 0 | 3 | Mod. 850 (1-2-3) ; Exp. LTE (ABC) ; MIMO4 LTE (DEF) ; | DEFGHI | ABC(1-2-3) | 1 | 1 | 0 | Baseband 6631 | [13 empty] | INST : Mod. 850 / LTE 700 / |  | MIC BO 3YPlan 2023_1BB_2R_3A | 5 | 1xBaseband 6631, 2xRadio 4478 B12A, |  | 3xAntenna 4pL4pH , | [29 empty] | 12 | [5 empty] | 6 | 2 |  |  |  |  | 70 | 2 | 118 | 59 |  |  |  | #N/A | +591 75137341 | [8 empty] | 0 | 14 | [66 empty] | 1xBaseband 6631, 2xRadio 4478 B12A, 3xAntenna 4pL4pH , | EXISTING SITE MIXMODE 850/AWS/LTE 1900/ L:DEFGHI-> INST : Mod. 850 / LTE 700 / New :ABC(1-2-3)
425 | / LTE RO 2020 Capacity H2 - 1900Mhz/High Load Cells_Only F1 | 0 | Proyecto Millicom Bolivia 3YPlan 2023 | PAS | El Paso | In Services | -17.3495 | -66.2573 | Urban | Quillacollo | Quillacollo | Cochabamba | 40 | Selfsupported | Enclosure 6150 | - | 0 | 0 | 3 | 0 | 3 | 3 | 2 | 0 | 11 |  | 1 BB 5216 GW-1 BB 5212 L | 3 R 2219 B5 GW | 3 | 1 BB 5216 GW | 1 | RBS6601 Share | 0 R 2219 B5 GW | 0 | 0 BB 5216 GW | 0 | RBS6601 | N/A | 0 | N/A | 0 | N/A | 3 RRUS 11 B12 | 3 | 1 BB 5212 L | 1 | RBS6601 Share | 3 RRUS 32 B4 | 3 | 0 BB 5212 L | 0 | RBS6601 | 2 R 4415 B2/B25 | 2 | 0 BB 5212 L | 0 | RBS 6601 | 0 | 0 | 0 | 0 | 0 | 11 | Batch 1- Prio 2 |  | 3Y Plan 2024 - Bach 1 | 2024 | GWL | 2024-03-27 | 13 | -Mod. 850 (2) ; | 0 | 0 | 0 | 0 | 0 | 0 |  | 0 | 11 |  | 0 | 0 | 0 | 0 | 0 | 0 | 0 | 0 | Mod. 850 (2) ; | ABCDEFHI | (2) | 1 | 1 | 0 | Baseband 6631 | [13 empty] | INST : Mod. 850 / |  | MIC BO 3YPlan 2023_1BB | 3 | 1xBaseband 6631, | [29 empty] | 0 |  | 0 | [5 empty] | 0 | [5 empty] | 70 | 0 | 0 | 59 |  |  |  | SERTERO | +591 71369827 | [8 empty] | 0 | 14 | [66 empty] | 1xBaseband 6631, | EXISTING SITE MIXMODE 850/LTE 700/AWS/LTE 1900/ L:ABCDEFHI-> INST : Mod. 850 / New :(2)
432 | RO 2021 - LTE Capacity H1_119 Sitios / Swap CBBA 2018 | 0 | Proyecto Millicom Bolivia 3YPlan 2023 | SPA | Simon Patino | In Services | -17.3728 | -66.1538 | Urban | Cochabamba | Cercado (CBBA) | Cochabamba | 6 | Monopolo | PBC6200 | - | 0 | 0 | 3 | 0 | 0 | 3 | 1 | 0 | 7 |  | 1 BB 5216 GWL | 3 R 2219 B5 GW | 3 | 1 BB 5216 GWL | 1 | RBS 6601 | 0 R 2219 B5 GW | 0 | 0 BB 5216 GWL | 0 | RBS 6601 | N/A | 0 | N/A | 0 | N/A | N/A | 0 | N/A | 0 | N/A | 3 RRUS 32 B4 | 3 | 0 BB 5216 GWL | 0 | RBS 6601 | 1 R 4415 B2/B25 | 1 | 0 BB 5216 GWL | 0 | RBS 6601 | 0 | 0 | 0 | 0 | 0 | 7 | Batch 1 Prio 3 |  | 3Y Plan 2024 - Bach 1 | 2024 | GWL | 2024-03-27 | 13 | -Mod. 850 (3) ; Exp. LTE (C) ; MIMO4 LTE (EF) ; | 0 | 0 | 0 | 0 | 1 | 0 |  | 1 | 7 |  | 0 | 0 | 0 | 0 | 1 | 0 | 0 | 1 | Mod. 850 (3) ; Exp. LTE (C) ; MIMO4 LTE (EF) ; | DEFI | C(3) | 1 | 1 | 0 | Baseband 6631 | [13 empty] | INST : Mod. 850 / LTE 700 / |  | MIC BO 3YPlan 2023_1BB_1R_1A | 11 | 1xBaseband 6631, 1xRadio 4478 B12A, |  | 1xAntenna 4pL4pH , | [29 empty] | 4 | [6 empty] | 4 |  |  |  |  | 30 | 1 | 21 | 21 |  |  |  | #N/A | +591 75137341 | [8 empty] | 0 | 14 | [66 empty] | 1xBaseband 6631, 1xRadio 4478 B12A, 1xAntenna 4pL4pH , | EXISTING SITE MIXMODE 850/AWS/LTE 1900/ L:DEFI-> INST : Mod. 850 / LTE 700 / New :C(3)
433 | RO 2021 - LTE Capacity H1_119 Sitios / 3G Coverage Co-Located H1 2020/High Load Cells_Only F1 | 0 | Proyecto Millicom Bolivia 3YPlan 2023 | MLR | Mallco Rancho | In Services | -17.4166 | -66.3568 | Rural | Sipe Sipe | Quillacollo | Cochabamba | 40 | Selfsupported | Enclosure 6150 | - | 0 | 0 | 3 | 0 | 3 | 0 | 3 | 0 | 9 |  | 1 BB 5216 GWL | 3 R 2219 B5 GW | 3 | 1 BB 5216 GWL | 1 | RBS 6601 | 0 RRUS 2219B5 GW | 0 | 0 BB 5216 GWL | 0 | RBS 6601 | N/A | 0 | N/A | 0 | N/A | 3 RRUS 11 B12 | 3 | 0 BB 5216 GWL | 0 | RBS 6601 | N/A | 0 | N/A | 0 | N/A | 3 R 4415 B2/B25 | 3 | 0 BB 5216 GWL | 0 | RBS 6601 | 0 | 0 | 0 | 0 | 0 | 9 | Batch 1- Prio 2 |  | 3Y Plan 2024 - Bach 1 | 2024 | GWL | 2024-03-27 | 13 | -Exp. LTE (DEF) ; | 0 | 0 | 3 | 0 | 0 | 0 |  | 3 | 9 | NO EPA | 0 | 0 | 3 | 0 | 0 | 0 | 0 | 3 | Exp. LTE (DEF) ; | ABCGHI | DEF | 28 | 1 | 0 | Baseband 6631 | [13 empty] | INST : LTE AWS / |  | MIC BO 3YPlan 2023_1BB_3R_3A | 30 | 1xBaseband 6631, 3xRadio 4415 B66A, |  | 3xAntenna 4pH, | [27 empty] | 6 |  | 6 | [5 empty] | 12 | [5 empty] | 70 | 3 | 177 | 59 |  |  |  | SERTERO | +591 71369827 | [8 empty] | 0 | 14 | [66 empty] | 1xBaseband 6631, 3xRadio 4415 B66A, 3xAntenna 4pH, | EXISTING SITE MIXMODE 850/LTE 700/LTE 1900/ L:ABCGHI-> INST : LTE AWS / New :DEF
440 | 0 | 0 | Proyecto Millicom Bolivia 3YPlan 2023 | TEM | Temporal | In Services | -17.3555 | -66.157 | Urban | Cochabamba | Cercado (CBBA) | Cochabamba | 70 | Selfsupported | PBC6200 | - | 0 | 0 | 3 | 3 | 3 | 3 | 0 | 0 | 12 |  | 1 BB 5216 GW-1 BB 5212 L | 3 R 2219 B5 GW | 3 | 1 BB 5216 GW | 1 | RBS 6601_SHARE | 0 R 2219 B5 GW | 3 | 0 BB 5216 GW | 0 | RBS 6601_SHARE | 3 R 2217 B2 W | 3 | 0 BB 5216 GW | 0 | RBS 6601_SHARE | 3 RRUS 11 B12 | 3 | 1 BB 5212 L | 1 | RBS6601_SHARE | 3 RRUS 32 B4 | 3 | 0 BB 5212 L | 0 | RBS6601_SHARE | N/A | 0 | N/A | 0 | N/A | 0 | 0 | 0 | 0 | 0 | 15 | Batch-2.1 |  | 3Y Plan 2024 - Bach 1 | 2024 | GWL | 2024-03-27 | 13 | -Exp. LTE (GI) ; MIMO4 LTE (E) ; | 0 | 2 | 0 | 0 | 0 | 0 |  | 2 | 15 |  | 0 | 0 | 2 | 0 | 0 | 0 | 0 | 2 | Exp. LTE (GI) ; MIMO4 LTE (E) ; | ABCDEF | GI | 1 | 1 | 0 | Baseband 6631 | [13 empty] | INST : LTE 1900 / |  | MIC BO 3YPlan 2023_1BB_2R_2A | 33 | 1xBaseband 6631, 2xRadio 4415 B2/25, |  | 2xAntenna 4pH, | [35 empty] | 8 | [5 empty] | 100 | 2 | 184 | 92 |  |  |  | #N/A | +591 75137341 | [8 empty] | 0 | 14 | [66 empty] | 1xBaseband 6631, 2xRadio 4415 B2/25, 2xAntenna 4pH, | EXISTING SITE MIXMODE 850/3G 1900/LTE 700/AWS/ L:ABCDEF-> INST : LTE 1900 / New :GI
445 | 0 | RO 2022 Capacity H2 | Proyecto Millicom Bolivia 3YPlan 2023 | PUCE | Punata Centro | In Services | '-17.545362 | -65.839844 | Rural | Cochabamba | 0 | Cochabamba | 6 | Monopolo | Enclosure 6150 | 0 | 0 | 3 | 0 | 0 | 2 | 3 | 0 | 0 | 8 |  | 1 BB 5216 W-1 BB 6630 L | N/A | 0 | N/A | 0 | N/A | 3 R 2219 B5 | 3 | 1 BB 5216 W | 1 | RBS 6601 | N/A | 0 | N/A | 0 | N/A | 2 R 4478 B12A | 2 | 1 BB 6630 L | 1 | RBS6630 | 3 R 4415 B66A | 3 | 0 BB 6630 L | 0 | RBS6630 | N/A | 0 | N/A | 0 | N/A | N/A | 0 | N/A | 0 | N/A | 8 | Batch 1- Prio 2 |  | 3Y Plan 2024 - Bach 1 | 2024 | WL | 2024-03-27 | 13 | -MIMO4 LTE (DEF) ; | 0 | 0 | 0 | 0 | 0 | 0 |  | 0 | 8 |  | 0 | 0 | 0 | 0 | 0 | 0 | 0 | 0 | MIMO4 LTE (DEF) ; | ABCDEF |  | 2 | 1 | 0 | Baseband 6631 | [13 empty] | INST : |  | MIC BO 3YPlan 2023_1BB | 3 | 1xBaseband 6631, | [29 empty] | 0 | [8 empty] | 0 |  |  |  |  | 30 | 0 | 0 | 21 |  |  |  | SERTERO | +591 75137341 | [8 empty] | 0 | 14 | [66 empty] | 1xBaseband 6631, | EXISTING SITE 3G 850/LTE 700/AWS/ L:ABCDEF-> INST : New :
189 | RO 2021 - LTE Capacity H1_119 Sitios / LTE RO 2020 Capacity H2 - 1900Mhz | 0 | Proyecto Millicom Bolivia 3YPlan 2023 | EST | Estación | In Services | -17.4038 | -66.1531 | Urban | Cochabamba | Cercado (CBBA) | Cochabamba | 12 | Selfsupported | PBC6200 | - | 0 | 0 | 3 | 0 | 3 | 3 | 3 | 0 | 12 |  | 1 BB 5216 GW-1 BB 5212 L | 3 R 2219 B5 GW | 3 | 1 BB 5216 GW | 1 | RBS6601 Share | 0 R 2219 B5 GW | 0 | 0 BB 5216 GW | 0 | RBS6601 | N/A | 0 | N/A | 0 | N/A | 3 RRUS 11 B12 | 3 | 1 BB 5212 L | 1 | RBS6601 Share | 3 RRUS 32 B4 | 3 | 0 BB 5212 L | 0 | RBS6601 | 2 R 2217 B2 ; 1 R 4415 B2/B25 | 3 | 0 BB 5212 L | 0 | RBS 6601 | 0 | 0 | 0 | 0 | 0 | 12 | 0 |  | #N/A | 2024 | GWL | 2024-04-01 | 14 | -Mod. 850 (1-2-3) ; AAS FDD (DEFGHI) ; | 0 | 0 | 0 | 0 | 0 | 3 |  | 3 | 12 |  | 0 | 0 | 0 | 0 | 0 | 0 | 0 | 0 | Mod. 850 (1-2-3) ; AAS FDD (DEFGHI) ; | ABCDEFGHI | (1-2-3) | 26 | 1 | 2 | Baseband 6631 | Baseband 6651 | [12 empty] | INST : Mod. 850 / AAS FDD AWS&1900 / |  | MIC BO 3YPlan 2023_3BB_3R | 3 | 1xBaseband 6631, 2xBaseband 6651, 3xRadio AAS B25/B66, | [43 empty] | 30 | 3 |  | 27 |  |  |  | #N/A | +591 75137341 | [8 empty] | 0 | 14 | [66 empty] | 1xBaseband 6631, 2xBaseband 6651, 3xRadio AAS B25/B66, | EXISTING SITE MIXMODE 850/LTE 700/AWS/LTE 1900/ L:ABCDEFGHI-> INST : Mod. 850 / AAS FDD AWS&1900 / New :(1-2-3)
212 | RO 2021 - LTE Capacity H1_119 Sitios / Desinstalación H1 1900 2020 | 0 | Proyecto Millicom Bolivia 3YPlan 2023 | MEG | Mercado El Gallo | In Services | -17.4067 | -66.1564 | Urban | Cochabamba | Cercado (CBBA) | Cochabamba | 6 | Monopolo | Enclosure 6150 | - | 0 | 0 | 3 | 0 | 0 | 3 | 3 | 0 | 9 |  | 1 BB 5216 GW-1 BB 5212 L | 3 R 2219 B5 GW | 3 | 1 BB 5216 GW | 1 | RBS 6601 | 0 R 2219 B5 GW | 0 | 0 BB 5216 GW | 0 | RBS 6601 | N/A | 0 | N/A | 0 | N/A | N/A | 0 | N/A | 0 | N/A | 3 RRUS 32 B4 | 3 | 1 BB 5212 L | 1 | RBS 6601 | 3 R 4415 B2/B25 | 3 | 0 BB 5212 L | 0 | RBS 6601 | 0 | 0 | 0 | 0 | 0 | 9 | Batch 1 Prio 3 |  | 3Y Plan 2024 - Bach 1 | 2024 | GWL | 2024-04-01 | 14 | -Mod. 850 (1-2-3) ; Exp. LTE (ABC) ; Sectorizar (DFGI) | 0 | 0 | 0 | 0 | 2 | 0 |  | 2 | 9 |  | 0 | 0 | 0 | 0 | 3 | 2 | 0 | 5 | Mod. 850 (1-2-3) ; Exp. LTE (ABC) ; Sectorizar (DFGI) | DEFGHI | ABC(1-2-3) | 1 | 1 | 0 | Baseband 6631 | [13 empty] | INST : Mod. 850 / LTE 700 / Sectorize AWS&1900 / |  | MIC BO 3YPlan 2023_1BB_2R_5A | 1 | 1xBaseband 6631, 2xRadio 4478 B12A, |  | 3xAntenna 4pL4pH , 2xTwin Beam Antenna, | [29 empty] | 12 |  |  |  | 0 | 8 |  | 12 |  |  | 4 |  | 30 | 2 | 42 | 21 |  |  |  | #N/A | +591 75137341 | [8 empty] | 0 | 14 | [66 empty] | 1xBaseband 6631, 2xRadio 4478 B12A, 3xAntenna 4pL4pH , 2xTwin Beam Antenna, | EXISTING SITE MIXMODE 850/AWS/LTE 1900/ L:DEFGHI-> INST : Mod. 850 / LTE 700 / Sectorize AWS&1900 / New :ABC(1-2-3) | [12 empty] | 42 | 84
272 | 0 | 0 | Proyecto Millicom Bolivia 3YPlan 2023 | VAL | Valle Alto | In Services | -17.4579 | -65.8595 | Rural | San Benito | Punata | Cochabamba | 40 | Selfsupported | PBC6200 | - | 3 | 0 | 0 | 0 | 3 | 0 | 0 | 0 | 6 |  | 1 BB 5216 GL | 3 R 2219 B5 G | 3 | 1 BB 5216 GL | 1 | RBS 6601 | N/A | 0 | N/A | 0 | N/A | N/A | 0 | N/A | 0 | N/A | 3 RRUS 11 B12 | 3 | 0 BB 5216 GL | 0 | RBS6601 | N/A | 0 | N/A | 0 | N/A | N/A | 0 | N/A | 0 | N/A | 0 | 0 | 0 | 0 | 0 | 6 | Batch 1- Prio 2 |  | 3Y Plan 2024 - Bach 1 | 2024 | GL | 2024-04-01 | 14 | -Exp. LTE (EF) ; | 0 | 0 | 2 | 0 | 0 | 0 |  | 2 | 6 |  | 0 | 0 | 2 | 0 | 0 | 0 | 0 | 2 | Exp. LTE (EF) ; | ABC | EF | 9 | 1 | 0 | Baseband 6631 | [13 empty] | INST : LTE AWS / |  | MIC BO 3YPlan 2023_1BB_2R_2A | 33 | 1xBaseband 6631, 2xRadio 4415 B66A, |  | 2xAntenna 4pH, | [35 empty] | 8 | [5 empty] | 70 | 2 | 118 | 59 |  |  |  | SERTERO | +591 71369827 | [8 empty] | 0 | 14 | [66 empty] | 1xBaseband 6631, 2xRadio 4415 B66A, 2xAntenna 4pH, | EXISTING SITE 2G/LTE 700/ L:ABC-> INST : LTE AWS / New :EF
278 | RO H1 2021 New Sites | Lista CF | Proyecto Millicom Bolivia 3YPlan 2023 | V1MC | Villa 1ro De Mayo CBBA | In Services | -17.4625 | -66.2059 | Rural | Cochabamba | Cochabamba | Cochabamba | 41.5 | Selfsupported | Enclosure 6150 | - | 0 | 3 | 0 | 0 | 2 | 0 | 0 | 0 | 5 |  | 1 BB 6630 WL | N/A | 0 | N/A | 0 | N/A | 3 R 2219 B5 | 3 | 1 BB 6630 WL | 1 | RBS 6601 | N/A | 0 | N/A | 0 | N/A | 2 R 4478 B12A | 2 | 0 BB 6630 WL | 0 | RBS 6630 | 0 | 0 | 0 | 0 | 0 | 0 | 0 | 0 | 0 | 0 | N/A | 0 | N/A | 0 | N/A | 5 | Batch 1- Prio 1 | OK-BTJ | 3Y Plan 2024 - Bach 1 | 2024 | WL | 2024-04-01 | 14 | WL-01-Exp. LTE (DE) ; | 0 | 0 | 2 | 0 | 0 | 0 |  | 2 | 5 |  | 0 | 0 | 0 | 0 | 0 | 0 | 0 | 0 | Exp. LTE (DE) ; | ABC | DE | 4 | 0 | 0 | Keep BB 6630 |  |  |  | WL-01 | [9 empty] | INST : LTE AWS / |  | MIC BO 3YPlan 2023_2R | 10 | 2xRadio 4415 B66A, | [37 empty] | 8 |  |  |  |  | 24 | 70 | 2 | 120 | 60 |  |  |  | SERTERO | +591 72222376 | 45369 | 45372 |  |  | Exp. E6150 |  | 41.5 | 2 | 43.5 | 63 | 70 |  |  |  |  | 0 | 0 | 0 | 0 | 0 | [56 empty] | 2xRadio 4415 B66A, | EXISTING SITE 3G 850/LTE 700/ L:ABC-> INST : LTE AWS / New :DE
279 | RO 2022 H1 New Sites | 0 | Proyecto Millicom Bolivia 3YPlan 2023 | VINS | Vinto Sur | In Services | -17.4213 | -66.2974 | Urbano | Vinto | Vinto | Cochabamba | 40 | Selfsupported | Enclosure 6150 | - | 0 | 3 | 0 | 0 | 2 | 0 | 0 | 0 | 5 |  | 1 BB 6630 WL | N/A | 0 | N/A | 0 | N/A | 3 R 2219 B5 | 3 | 1 BB 6630 WL | 1 | RBS 6630 | N/A | 0 | N/A | 0 | N/A | 2 R 4478 B12A | 2 | 0 BB 6630 WL | 0 | RBS 6630 | N/A | 0 | N/A | 0 | N/A | N/A | 0 | N/A | 0 | N/A | N/A | 0 | N/A | 0 | N/A | 5 | Batch 1- Prio 2 |  | 3Y Plan 2024 - Bach 1 | 2024 | WL | 2024-04-01 | 14 | -Exp. LTE (DEF) ; | 0 | 0 | 3 | 0 | 0 | 0 |  | 3 | 5 | 3 | 0 | 0 | 0 | 0 | 0 | 0 | 0 | 0 | Exp. LTE (DEF) ; | ABC | DEF | 28 | 1 | 0 | Baseband 6631 | [13 empty] | INST : LTE AWS / |  | MIC BO 3YPlan 2023_1BB_3R | 7 | 1xBaseband 6631, 3xRadio 4415 B66A, | [29 empty] | 6 |  | 6 | [5 empty] | 12 | [5 empty] | 70 | 3 | 177 | 59 |  |  |  | SERTERO | +591 71369827 | [8 empty] | 0 | 14 | [66 empty] | 1xBaseband 6631, 3xRadio 4415 B66A, | EXISTING SITE 3G 850/LTE 700/ L:ABC-> INST : LTE AWS / New :DEF
376 | / LTE RO 2020 Capacity H2 - 1900Mhz | 0 | Proyecto Millicom Bolivia 3YPlan 2023 | SAC2 | Sacaba II | In Services | -17.4039 | -66.0274 | Urban | Sacaba | Chapare | Cochabamba | 60 | Selfsupported | PBC6200 | - | 0 | 0 | 3 | 3 | 3 | 3 | 0 | 0 | 12 |  | 1 BB 5216 GW-1 BB 5212 L | 3 R 2219 B5 GW | 3 | 1 BB 5216 GW | 1 | RBS 6601_SHARE | 0 R 2219 B5 GW | 0 | 0 BB 5216 GW | 0 | RBS 6601_SHARE | 3 R 2217 B2 W | 3 | 0 BB 5216 GW | 0 | RBS 6601_SHARE | 3 RRUS 11 B12 | 3 | 1 BB 5212 L | 1 | RBS 6601_SHARE | 3 RRUS 32 B4 | 3 | 0 BB 5212 L | 0 | RBS 6601_SHARE | N/A | 0 | N/A | 0 | N/A | 0 | 0 | 0 | 0 | 0 | 12 | Batch-2.1 |  | 3Y Plan 2024 - Bach 1 | 2024 | GWL | 2024-04-01 | 14 | -Mod. 850 (1-3) ; MIMO4 LTE (H) ; Sectorizar (DFGI) | 0 | 3 | 0 | 0 | 0 | 0 |  | 3 | 12 |  | 0 | 0 | 1 | 0 | 0 | 2 | 0 | 3 | Mod. 850 (1-3) ; MIMO4 LTE (H) ; Sectorizar (DFGI) | ABCDEFGHI | (1-3) | 1 | 1 | 0 | Baseband 6631 | [13 empty] | INST : Mod. 850 / Sectorize AWS&1900 / |  | MIC BO 3YPlan 2023_1BB_3R_3A | 30 | 1xBaseband 6631, 3xRadio 4415 B2/25, |  | 1xAntenna 4pH, 2xTwin Beam Antenna, | [33 empty] | 8 |  | 12 | [5 empty] | 100 | 3 | 243 | 81 |  |  |  | #N/A | +591 75137341 | [8 empty] | 0 | 14 | [66 empty] | 1xBaseband 6631, 3xRadio 4415 B2/25, 1xAntenna 4pH, 2xTwin Beam Antenna, | EXISTING SITE MIXMODE 850/3G 1900/LTE 700/AWS/ L:ABCDEFGHI-> INST : Mod. 850 / Sectorize AWS&1900 / New :(1-3)
388 | 0 | 0 | Proyecto Millicom Bolivia 3YPlan 2023 | SIM | Simon Lopez | In Services | -17.3622 | -66.1774 | Urban | Cochabamba | Cercado (CBBA) | Cochabamba | 40 | Selfsupported | PBC6200 | - | 0 | 0 | 3 | 0 | 3 | 3 | 2 | 0 | 11 |  | 1 BB 5216 GW-1 BB 5212 L | 3 R 2219 B5 GW | 3 | 1 BB 5216 GW | 1 | RBS 6601_SHARE | 0 R 2219 B5 GW | 0 | 0 BB 5216 GW | 0 | RBS 6601_SHARE | N/A | 0 | N/A | 0 | N/A | 3 RRUS 11 B12 | 3 | 1 BB 5212 L | 1 | RBS6601_SHARE | 3 RRUS 32 B4 | 3 | 0 BB 5212 L | 0 | RBS6601_SHARE | 2 R 4415 B2/B25 | 2 | 0 DUS 31 01 | 0 | RBS 6601 | 0 | 0 | 0 | 0 | 0 | 11 | Batch 1 Prio 3 |  | 3Y Plan 2024 - Bach 1 | 2024 | GWL | 2024-04-01 | 14 | -Mod. 850 (2-3) ; Exp. LTE (G) ; Sectorizar (FI) | 0 | 1 | 0 | 0 | 0 | 0 |  | 1 | 11 |  | 0 | 0 | 1 | 0 | 0 | 1 | 0 | 2 | Mod. 850 (2-3) ; Exp. LTE (G) ; Sectorizar (FI) | ABCDEFHI | G(2-3) | 1 | 1 | 0 | Baseband 6631 | [13 empty] | INST : Mod. 850 / LTE 1900 / Sectorize AWS&1900 / |  | MIC BO 3YPlan 2023_1BB_1R_2A | 4 | 1xBaseband 6631, 1xRadio 4415 B2/25, |  | 1xAntenna 4pH, 1xTwin Beam Antenna, | [33 empty] | 4 |  | 4 | [5 empty] | 70 | 1 | 59 | 59 |  |  |  | #N/A | +591 75137341 | [8 empty] | 0 | 14 | [66 empty] | 1xBaseband 6631, 1xRadio 4415 B2/25, 1xAntenna 4pH, 1xTwin Beam Antenna, | EXISTING SITE MIXMODE 850/LTE 700/AWS/LTE 1900/ L:ABCDEFHI-> INST : Mod. 850 / LTE 1900 / Sectorize AWS&1900 / New :G(2-3)
455 | 0 | Lista CF | Proyecto Millicom Bolivia 3YPlan 2023 | ZSR1 | Zona Sur 1 | In Services | -17.491 | -66.1202 | Urban | Cochabamba | Cercado | Cochabamba | 40 | Selfsupported | Enclosure 6150 | - | 0 | 3 | 0 | 0 | 2 | 0 | 0 | 0 | 5 |  | 1 BB 5216 WL | N/A | 0 | N/A | 0 | N/A | 3 R 2219 B5 W | 3 | 1 BB 5216 WL | 1 | RBS 6601 | N/A | 0 | N/A | 0 | N/A | 2 R 4478 B12A | 2 | 0 BB 5216 WL | 0 | RBS 6601 | N/A | 0 | N/A | 0 | N/A | N/A | 0 | N/A | 0 | N/A | N/A | 0 | N/A | 0 | N/A | 5 | Batch 1- Prio 2 |  | 3Y Plan 2024 - Bach 1 | 2024 | WL | 2024-04-01 | 14 | -Exp. LTE (DEF) ; | 0 | 0 | 3 | 0 | 0 | 0 |  | 3 | 5 | 3 | 0 | 0 | 0 | 0 | 0 | 0 | 0 | 0 | Exp. LTE (DEF) ; | ABC | DEF | 28 | 1 | 0 | Baseband 6631 | [13 empty] | INST : LTE AWS / |  | MIC BO 3YPlan 2023_1BB_3R | 7 | 1xBaseband 6631, 3xRadio 4415 B66A, | [29 empty] | 6 |  | 6 | [5 empty] | 12 | [5 empty] | 70 | 3 | 177 | 59 |  |  |  | SERTERO | +591 71369827 | [8 empty] | 0 | 14 | [66 empty] | 1xBaseband 6631, 3xRadio 4415 B66A, | EXISTING SITE 3G 850/LTE 700/ L:ABC-> INST : LTE AWS / New :DEF
513 | / LTE RO 2020 Capacity H1 - AWS/High Load Cells_Only F1 | 0 | Proyecto Millicom Bolivia 3YPlan 2023 | MIC | Maica | In Services | -17.4175 | -66.2054 | Urban | Cochabamba | Cercado (CBBA) | Cochabamba | 40 | Selfsupported | PBC6200 | - | 0 | 0 | 3 | 0 | 3 | 3 | 0 | 0 | 9 |  | 1 BB 5216 GWL | 3 R 2219 B5 GW | 3 | 1 BB 5216 GWL | 1 | RBS 6601 | 0 R 2219 B5 GW | 0 | 0 BB 5216 GWL | 0 | RBS 6601 | N/A | 0 | N/A | 0 | N/A | 3 RRUS 11 B12 | 3 | 0 BB 5216 GWL | 0 | RBS 6601 | 3 R4415 B66A | 3 | 0 BB 5216 GWL | 0 | RBS 6601 | N/A | 0 | N/A | 0 | N/A | 0 | 0 | 0 | 0 | 0 | 9 | Batch-2.1 |  | 3Y Plan 2024 - Bach 1 | 2024 | GWL | 2024-04-01 | 14 | -Mod. 850 (1-2-3) ; Sectorizar (DEFGHI) | 0 | 3 | 0 | 0 | 0 | 0 |  | 3 | 9 |  | 0 | 0 | 0 | 0 | 0 | 3 | 0 | 3 | Mod. 850 (1-2-3) ; Sectorizar (DEFGHI) | ABCDEF | GHI(1-2-3) | 12 | 1 | 0 | Baseband 6631 | [13 empty] | INST : Mod. 850 / Sectorize AWS&1900 / |  | MIC BO 3YPlan 2023_1BB_3R_3A | 30 | 1xBaseband 6631, 3xRadio 4415 B2/25, |  | 3xTwin Beam Antenna, | [27 empty] | 0 |  | 0 | [5 empty] | 24 | [5 empty] | 70 | 3 | 177 | 59 |  |  |  | #N/A | +591 75137341 | [8 empty] | 0 | 14 | [66 empty] | 1xBaseband 6631, 3xRadio 4415 B2/25, 3xTwin Beam Antenna, | EXISTING SITE MIXMODE 850/LTE 700/AWS/ L:ABCDEF-> INST : Mod. 850 / Sectorize AWS&1900 / New :GHI(1-2-3)
211 | RO 2021 - LTE Capacity H1_119 Sitios / LTE RO 2020 Capacity H2 - 1900Mhz | 0 | Proyecto Millicom Bolivia 3YPlan 2023 | TBC | Terminal de Buses CBBA | In Services | -17.402 | -66.1563 | Urban | Cochabamba | Cercado (CBBA) | Cochabamba | 10 | Selfsupported | Enclosure 6150 | - | 0 | 0 | 3 | 0 | 0 | 3 | 1 | 0 | 7 |  | 1 BB 5216 GW-1 BB 5212 L | 3 R 2219 B5 GW | 3 | 1 BB 5216 GW | 1 | RBS 6601_SHARE | 0 R 2219 B5 GW | 0 | 0 BB 5216 GW | 0 | RBS 6601_SHARE | N/A | 0 | N/A | 0 | N/A | N/A | 0 | N/A | 0 | N/A | 3 RRUS 32 B4 | 3 | 1 BB 5212 L | 1 | RBS6601_SHARE | 1 R 4415 B2/B25 | 1 | 0 BB 5212 L | 0 | RBS 6601 | 0 | 0 | 0 | 0 | 0 | 7 | Batch 1 Prio 3 |  | 3Y Plan 2024 - Bach 1 | 2024 | GWL | 2024-04-04 | 14 | -Mod. 850 (2-3) ; Exp. LTE (ABC) ; Sectorizar (EFHI) | 0 | 2 | 0 | 0 | 2 | 0 |  | 4 | 7 |  | 0 | 0 | 0 | 0 | 3 | 2 | 0 | 5 | Mod. 850 (2-3) ; Exp. LTE (ABC) ; Sectorizar (EFHI) | DEFGHI | ABC(2-3) | 1 | 1 | 0 | Baseband 6631 | [13 empty] | INST : Mod. 850 / LTE 700 / Sectorize AWS&1900 / |  | MIC BO 3YPlan 2023_1BB_4R_5A | 3 | 1xBaseband 6631, 2xRadio 4415 B2/25, 2xRadio 4478 B12A, |  | 3xAntenna 4pL4pH , 2xTwin Beam Antenna, | [29 empty] | 12 |  |  |  | 8 |  | 22 | 2 |  |  |  |  | 30 | 4 | 100 | 25 |  |  |  | #N/A | +591 71369827 | [8 empty] | 0 | 14 | [66 empty] | 1xBaseband 6631, 2xRadio 4415 B2/25, 2xRadio 4478 B12A, 3xAntenna 4pL4pH , 2xTwin Beam Antenna, | EXISTING SITE MIXMODE 850/AWS/LTE 1900/ L:DEFGHI-> INST : Mod. 850 / LTE 700 / Sectorize AWS&1900 / New :ABC(2-3)
249 | / Desinstalación H1 1900 2020 | 0 | Proyecto Millicom Bolivia 3YPlan 2023 | CDB | Condebamba | In Services | -17.3398 | -66.1807 | Urban | Cochabamba | Cercado (CBBA) | Cochabamba | 40 | Selfsupported | Enclosure 6150 | - | 0 | 0 | 3 | 0 | 0 | 3 | 1 | 0 | 7 |  | 1 BB 5216 GW-1 BB 5212 L | 3 R 2219 B5 GW | 3 | 1 BB 5216 GW | 1 | RBS 6601 | 0 R 2219 B5 GW | 0 | 0 BB 5216 GW | 0 | RBS 6601 | N/A | 0 | N/A | 0 | N/A | N/A | 0 | N/A | 0 | N/A | 3 RRUS 32 B4 | 3 | 1 BB 5212 L | 1 | RBS 6601 | 1 R 4415 B2/B25 | 1 | 0 BB 5212 L | 0 | RBS 6601 | 0 | 0 | 0 | 0 | 0 | 7 | Batch 1- Prio 2 |  | 3Y Plan 2024 - Bach 1 | 2024 | GWL | 2024-04-04 | 14 | -Exp. LTE (G) ; MIMO4 LTE (DEF) ; | 0 | 0 | 0 | 1 | 0 | 0 |  | 1 | 7 | add 1 | 0 | 0 | 2 | 0 | 0 | 0 | 0 | 2 | Exp. LTE (G) ; MIMO4 LTE (DEF) ; | DEFI | G | 2 | 1 | 0 | Baseband 6631 | [13 empty] | INST : LTE 1900 / |  | MIC BO 3YPlan 2023_1BB_1R_2A | 4 | 1xBaseband 6631, 1xRadio 4499 44B2/25 44B66A, |  | 2xAntenna 4pH, | [35 empty] | 4 | [5 empty] | 70 | 1 | 59 | 59 |  |  |  | SERTERO | +591 75137341 | [8 empty] | 0 | 14 | [66 empty] | 1xBaseband 6631, 1xRadio 4499 44B2/25 44B66A, 2xAntenna 4pH, | EXISTING SITE MIXMODE 850/AWS/LTE 1900/ L:DEFI-> INST : LTE 1900 / New :G
276 | 0 | 0 | Proyecto Millicom Bolivia 3YPlan 2023 | AVLC | Av Los Ceibos | In Services | -17.3663 | -66.1702 | Rural | Cercado | Cercado | Cochabamba | 6 | Monopolo | Enclosure 6150 | - | 0 | 3 | 0 | 0 | 3 | 0 | 0 | 0 | 6 |  | 1 BB 5216 WL | N/A | 0 | N/A | 0 | N/A | 3 R 2219 B5 | 3 | 1 BB 5216 WL | 1 | RBS 6601 | N/A | 0 | N/A | 0 | N/A | 2 R 4478 B12A | 3 | 0 BB 5216 WL | 0 | RBS 6601 | N/A | 0 | N/A | 0 | N/A | N/A | 0 | N/A | 0 | N/A | N/A | 0 | N/A | 0 | N/A | 6 | Batch 1- Prio 2 |  | 3Y Plan 2024 - Bach 1 | 2024 | WL | 2024-04-04 | 14 | -Exp. LTE (DEF) ; | 0 | 0 | 3 | 0 | 0 | 0 |  | 3 | 6 | 3 | 0 | 0 | 0 | 0 | 0 | 0 | 0 | 0 | Exp. LTE (DEF) ; | ABC | DEF | 28 | 1 | 0 | Baseband 6631 | [13 empty] | INST : LTE AWS / |  | MIC BO 3YPlan 2023_1BB_3R | 7 | 1xBaseband 6631, 3xRadio 4415 B66A, | [29 empty] | 6 |  | 6 | [6 empty] | 12 |  |  |  |  | 30 | 3 | 63 | 21 |  |  |  | SERTERO | +591 75137341 | [8 empty] | 0 | 14 | [66 empty] | 1xBaseband 6631, 3xRadio 4415 B66A, | EXISTING SITE 3G 850/LTE 700/ L:ABC-> INST : LTE AWS / New :DEF
280 | RO 2021 - LTE Capacity H2/New Sites_H1_2021 | 0 | Proyecto Millicom Bolivia 3YPlan 2023 | AMCY | Amancayas | In Services | -17.37734 | -66.087376 | Urban | Cochabamba | Cercado (CBBA) | Cochabamba | 6 | Monopolo | Enclosure 6150 | 0 | 0 | 3 | 0 | 0 | 3 | 0 | 0 | 0 | 6 |  | 1 BB 6630 WL | N/A | 0 | N/A | 0 | N/A | 3 R 2219 B5 | 3 | 1 BB 6630 WL | 1 | RBS 6630 | N/A | 0 | N/A | 0 | N/A | 3 R 4478 B12A | 3 | 0 BB 5216 WL | 0 | RBS6601 | N/A | 0 | N/A | 0 | N/A | N/A | 0 | N/A | 0 | N/A | N/A | 0 | N/A | 0 | N/A | 6 | Batch 1- Prio 2 |  | 3Y Plan 2024 - Bach 1 | 2024 | WL | 2024-04-04 | 14 | -Exp. LTE (EF) ; | 0 | 0 | 2 | 0 | 0 | 0 |  | 2 | 6 | 2 | 0 | 0 | 0 | 0 | 0 | 0 | 0 | 0 | Exp. LTE (EF) ; | ABC | EF | 9 | 1 | 0 | Baseband 6631 | [13 empty] | INST : LTE AWS / |  | MIC BO 3YPlan 2023_1BB_2R | 6 | 1xBaseband 6631, 2xRadio 4415 B66A, | [29 empty] | 4 |  | 4 | [6 empty] | 8 |  |  |  |  | 30 | 2 | 42 | 21 |  |  |  | SERTERO | +591 75137341 | [8 empty] | 0 | 14 | [66 empty] | 1xBaseband 6631, 2xRadio 4415 B66A, | EXISTING SITE 3G 850/LTE 700/ L:ABC-> INST : LTE AWS / New :EF
281 | RO H1 2021 New Sites | 0 | Proyecto Millicom Bolivia 3YPlan 2023 | ALBR | Albarrancho | In Services | -17.4423 | -66.2231 | Rural | Cercado | Cercado | Cochabamba | 45 | Selfsupported | Enclosure 6150 | - | 0 | 3 | 0 | 0 | 3 | 0 | 0 | 0 | 6 |  | 1 BB 6630 WL | N/A | 0 | N/A | 0 | N/A | 3 R 2219 B5 | 3 | 1 BB 6630 WL | 1 | RBS 6630 | N/A | 0 | N/A | 0 | N/A | 2 R 4478 B12A | 3 | 0 BB 6630 WL | 0 | RBS 6630 | N/A | 0 | N/A | 0 | N/A | N/A | 0 | N/A | 0 | N/A | N/A | 0 | N/A | 0 | N/A | 6 | Batch 1- Prio 1 | OK-BTJ | 3Y Plan 2024 - Bach 1 | 2024 | WL | 2024-04-04 | 14 | WL-01-Exp. LTE (E) ; | 0 | 0 | 1 | 0 | 0 | 0 |  | 1 | 6 |  | 0 | 0 | 0 | 0 | 0 | 0 | 0 | 0 | Exp. LTE (E) ; | ABC | E | 1 | 0 | 0 | Keep BB 6630 |  |  |  | WL-01 | [9 empty] | INST : LTE AWS / |  | MIC BO 3YPlan 2023_1R | 5 | 1xRadio 4415 B66A, | [37 empty] | 4 |  |  |  |  | 25 | 70 | 1 | 64 | 64 |  |  |  | SERTERO | +591 72222376 | 45369 | 45372 |  |  | Exp. E6150 |  | 29 | 2 | 31 | 49 | 70 |  |  |  |  | 0 | 0 | 0 | 0 | 0 | [56 empty] | 1xRadio 4415 B66A, | EXISTING SITE 3G 850/LTE 700/ L:ABC-> INST : LTE AWS / New :E
420 | / Desinstalación H1 1900 2020 | 0 | Proyecto Millicom Bolivia 3YPlan 2023 | EOM | Edif. Omontes | In Services | -17.3966 | -66.1578 | Urban | Cochabamba | Cercado (CBBA) | Cochabamba | 6 | Monopolo | Enclosure 6150 | - | 0 | 0 | 3 | 0 | 0 | 3 | 2 | 0 | 8 |  | 1 BB 5216 GW-1 BB 5212 L | 3 R 2219 B5 GW | 3 | 1 BB 5216 GW | 1 | RBS 6601_SHARE | 0 R 2219 B5 GW | 0 | 0 BB 5216 GW | 0 | RBS 6601_SHARE | N/A | 0 | N/A | 0 | N/A | N/A | 0 | N/A | 0 | N/A | 3 RRUS 32 B4 | 3 | 1 BB 5212 L | 1 | RBS 6601_SHARE | 2 R 4415 B2/B25 | 2 | 0 BB 5212 L | 0 | RBS 6601_SHARE | 0 | 0 | 0 | 0 | 0 | 8 | Batch 1 Prio 3 |  | 3Y Plan 2024 - Bach 1 | 2024 | GWL | 2024-04-04 | 14 | -Mod. 850 (1-3) ; Exp. LTE (ACH) ; | 0 | 1 | 0 | 0 | 1 | 0 |  | 2 | 8 |  | 0 | 0 | 0 | 0 | 1 | 0 | 0 | 1 | Mod. 850 (1-3) ; Exp. LTE (ACH) ; | DEFGI | ACH(1-3) | 1 | 1 | 0 | Baseband 6631 | [13 empty] | INST : Mod. 850 / LTE 700 / LTE 1900 / |  | MIC BO 3YPlan 2023_1BB_2R_1A | 8 | 1xBaseband 6631, 1xRadio 4415 B2/25, 1xRadio 4478 B12A, |  | 1xAntenna 4pL4pH , | [29 empty] | 4 | [6 empty] | 8 |  |  |  |  | 30 | 2 | 42 | 21 |  |  |  | #N/A | +591 71369827 | [8 empty] | 0 | 14 | [66 empty] | 1xBaseband 6631, 1xRadio 4415 B2/25, 1xRadio 4478 B12A, 1xAntenna 4pL4pH , | EXISTING SITE MIXMODE 850/AWS/LTE 1900/ L:DEFGI-> INST : Mod. 850 / LTE 700 / LTE 1900 / New :ACH(1-3)
431 | / LTE RO 2020 Capacity H1 - 1900Mhz | 0 | Proyecto Millicom Bolivia 3YPlan 2023 | UCC | Urb. Calicanto | In Services | -17.4629 | -66.1076 | Urban | Cochabamba | Cercado (CBBA) | Cochabamba | 6 | Monopolo | Enclosure 6150 | - | 0 | 0 | 3 | 0 | 3 | 3 | 3 | 0 | 12 |  | 1 BB 5216 GW-1 BB 5212 L | 3 R 2219 B5 GW | 3 | 1 BB 5216 GW | 1 | RBS6601_SHARE | 0 R 2219 B5 GW | 0 | 0 BB 5216 GW | 0 | RBS6601_SHARE | N/A | 0 | N/A | 0 | N/A | 3 RRUS 11 B12 | 3 | 1 BB 5212 L | 1 | RBS6601_SHARE | 3 RRUS 32 B4 | 3 | 0 BB 5212 L | 0 | RBS6601_SHARE | 3 R 2217B2 | 3 | 0 BB 5212 L | 0 | RBS6601_SHARE | 0 | 0 | 0 | 0 | 0 | 12 | Batch-2.1 |  | 3Y Plan 2024 - Bach 1 | 2024 | GWL | 2024-04-04 | 14 | -Mod. 850 (1-2-3) ; Sectorizar (DEFGHI) | 0 | 3 | 0 | 0 | 0 | 0 |  | 3 | 12 |  | 0 | 0 | 0 | 0 | 0 | 3 | 0 | 3 | Mod. 850 (1-2-3) ; Sectorizar (DEFGHI) | ABCDEFGHI | (1-2-3) | 12 | 1 | 0 | Baseband 6631 | [13 empty] | INST : Mod. 850 / Sectorize AWS&1900 / |  | MIC BO 3YPlan 2023_1BB_3R_3A | 30 | 1xBaseband 6631, 3xRadio 4415 B2/25, |  | 3xTwin Beam Antenna, | [27 empty] | 0 |  | 0 |  |  |  |  | 12 |  | 12 |  |  |  |  | 30 | 3 | 63 | 21 |  |  |  | #N/A | +591 75137341 | [8 empty] | 0 | 14 | [66 empty] | 1xBaseband 6631, 3xRadio 4415 B2/25, 3xTwin Beam Antenna, | EXISTING SITE MIXMODE 850/LTE 700/AWS/LTE 1900/ L:ABCDEFGHI-> INST : Mod. 850 / Sectorize AWS&1900 / New :(1-2-3)
454 | / LTE RO 2019 Coverage Co-Located | 0 | Proyecto Millicom Bolivia 3YPlan 2023 | LIQ | Liquinas | In Services | -17.5724 | -65.991 | Rural | Arbieto | Esteban Arce | Cochabamba | 60 | Selfsupported | Enclosure 6150 | - | 3 | 0 | 0 | 0 | 3 | 0 | 0 | 0 | 6 |  | 1 BB 5216 GL | 3 R 2219 B5 G | 3 | 1 BB 5216 GL | 1 | RBS 6601 | N/A | 0 | N/A | 0 | N/A | N/A | 0 | N/A | 0 | N/A | 3 RRUS 11 B12 | 3 | 0 BB 5216 GL | 0 | RBS 6601 | N/A | 0 | N/A | 0 | N/A | N/A | 0 | N/A | 0 | N/A | 0 | 0 | 0 | 0 | 0 | 6 | Batch 1- Prio 2 |  | 3Y Plan 2024 - Bach 1 | 2024 | GL | 2024-04-04 | 14 | -Exp. LTE (DEF) ; | 0 | 0 | 3 | 0 | 0 | 0 |  | 3 | 6 | TIGO | 0 | 0 | 3 | 0 | 0 | 0 | 0 | 3 | Exp. LTE (DEF) ; | ABC | DEF | 28 | 1 | 0 | Baseband 6631 | [13 empty] | INST : LTE AWS / |  | MIC BO 3YPlan 2023_1BB_3R_3A | 30 | 1xBaseband 6631, 3xRadio 4415 B66A, |  | 3xAntenna 4pH, | [27 empty] | 12 | [7 empty] | 12 | [5 empty] | 100 | 3 | 243 | 81 |  |  |  | SERTERO | +591 71369827 | [8 empty] | 0 | 14 | [66 empty] | 1xBaseband 6631, 3xRadio 4415 B66A, 3xAntenna 4pH, | EXISTING SITE 2G/LTE 700/ L:ABC-> INST : LTE AWS / New :DEF
498 | / LTE RO 2020 Capacity H2 - 1900Mhz | 0 | Proyecto Millicom Bolivia 3YPlan 2023 | TRO | Trojes | In Services | -17.3448 | -66.1992 | Urban | Tiquipaya | Quillacollo | Cochabamba | 40 | Selfsupported | PBC6200 | - | 0 | 0 | 3 | 0 | 3 | 3 | 0 | 0 | 9 |  | 1 BB 5216 GW-1 BB 5212 L | 3 R 2219 B5 GW | 3 | 1 BB 5216 GW | 1 | RBS 6601 | 0 R 2219 B5 GW | 0 | 0 BB 5216 GW | 0 | RBS 6601 | N/A | 0 | NA | 0 | N/A | 3 RRUS 11 B12 | 3 | 1 BB 5212 L | 1 | RBS 6601 | 3 RRUS 32 B4 | 3 | 0 BB 5212 L | 0 | RBS 6601 | N/A | 0 | N/A | 0 | N/A | 0 | 0 | 0 | 0 | 0 | 9 | Batch-2.1 |  | 3Y Plan 2024 - Bach 1 | 2024 | GWL | 2024-04-04 | 14 | -Mod. 850 (1-3) ; Sectorizar (DFGI) | 0 | 2 | 0 | 0 | 0 | 0 |  | 2 | 9 |  | 0 | 0 | 0 | 0 | 0 | 2 | 0 | 2 | Mod. 850 (1-3) ; Sectorizar (DFGI) | ABCDEFGHI | (1-3) | 2 | 1 | 0 | Baseband 6631 | [13 empty] | INST : Mod. 850 / Sectorize AWS&1900 / |  | MIC BO 3YPlan 2023_1BB_2R_2A | 33 | 1xBaseband 6631, 2xRadio 4415 B2/25, |  | 2xTwin Beam Antenna, | [27 empty] | 0 |  | 0 |  |  |  | 8 |  | 8 | [5 empty] | 70 | 2 | 118 | 59 |  |  |  | #N/A | +591 71369827 | [8 empty] | 0 | 14 | [66 empty] | 1xBaseband 6631, 2xRadio 4415 B2/25, 2xTwin Beam Antenna, | EXISTING SITE MIXMODE 850/LTE 700/AWS/ L:ABCDEFGHI-> INST : Mod. 850 / Sectorize AWS&1900 / New :(1-3)
223 | / LTE RO 2020 Capacity H1 - 1900Mhz | 0 | Proyecto Millicom Bolivia 3YPlan 2023 | PN2 | Punata II | In Services | -17.552 | -65.8349 | Rural | Punata | Punata | Cochabamba | 40 | Selfsupported | Enclosure 6150 | - | 0 | 0 | 3 | 0 | 3 | 3 | 3 | 0 | 12 |  | 1 BB 5216 GW-1 BB 5212 L | 3 R 2219 B5 GW | 3 | 1 BB 5216 GW | 1 | RBS 6601 | 0 R 2219 B5 GW | 0 | 0 BB 5216 GW | 0 | RBS 6601 | N/A | 0 | N/A | 0 | N/A | 3 RRUS 11 B12 | 3 | 1 BB 5212 L | 1 | RBS 6601 | 3 RRUS 32 B4 | 3 | 0 BB 5212 L | 0 | RBS 6601 | 3 R 2217B2 | 3 | 0 BB 5212 L | 0 | RBS 6601 | 0 | 0 | 0 | 0 | 0 | 12 | 0 |  | #N/A | 2024 | GWL | 2024-04-10 | 15 | -Mod. 850 (1-2-3) ; AAS FDD (DEFGHI) ; | 0 | 0 | 0 | 0 | 0 | 3 |  | 3 | 12 |  | 0 | 0 | 0 | 0 | 0 | 0 | 0 | 0 | Mod. 850 (1-2-3) ; AAS FDD (DEFGHI) ; | ABCDEFGHI | (1-2-3) | 26 | 1 | 2 | Baseband 6631 | Baseband 6651 | [12 empty] | INST : Mod. 850 / AAS FDD AWS&1900 / |  | MIC BO 3YPlan 2023_3BB_3R | 3 | 1xBaseband 6631, 2xBaseband 6651, 3xRadio AAS B25/B66, | [43 empty] | 70 | 3 |  | 59 |  |  |  | #N/A | +591 75137341 | [8 empty] | 0 | 14 | [66 empty] | 1xBaseband 6631, 2xBaseband 6651, 3xRadio AAS B25/B66, | EXISTING SITE MIXMODE 850/LTE 700/AWS/LTE 1900/ L:ABCDEFGHI-> INST : Mod. 850 / AAS FDD AWS&1900 / New :(1-2-3)
230 | / LTE RO 2020 Capacity H1 - 1900Mhz | 0 | Proyecto Millicom Bolivia 3YPlan 2023 | PUA | Pucara | In Services | -17.4729 | -66.1683 | Urban | Cochabamba | Cercado (CBBA) | Cochabamba | 25 | Selfsupported | Enclosure 6150 | - | 0 | 0 | 3 | 0 | 3 | 3 | 3 | 0 | 12 |  | 1 BB 5216 GW-1 BB 5212 L | 3 R 2219 B5 GW | 3 | 1 BB 5216 GW | 1 | RBS 6601_SHARE | 0 R 2219 B5 GW | 0 | 0 BB 5216 GW | 0 | RBS 6601_SHARE | N/A | 0 | N/A | 0 | N/A | 3 RRUS 11 B12 | 3 | 1 BB 5212 L | 1 | RBS6601_SHARE | 3 RRUS 32 B4 | 3 | 0 BB 5212 L | 0 | RBS6601_SHARE | 3 R 2217B2 | 3 | 0 BB 5212 L | 0 | RBS6601_SHARE | 0 | 0 | 0 | 0 | 0 | 12 | Batch 2 |  | #N/A | 2024 | GWL | 2024-04-10 | 15 | -Mod. 850 (2-3) ; AAS FDD (FI) ; Sectorizar (EH) | 0 | 1 | 0 | 0 | 0 | 1 |  | 2 | 12 |  | 0 | 0 | 0 | 0 | 0 | 1 | 0 | 1 | Mod. 850 (2-3) ; AAS FDD (FI) ; Sectorizar (EH) | ABCDEFGHI | (2-3) | 1 | 1 | 1 | Baseband 6631 | Baseband 6651 | [12 empty] | INST : Mod. 850 / Sectorize AWS&1900 / AAS FDD AWS&1900 / |  | MIC BO 3YPlan 2023_2BB_2R_1A | 5 | 1xBaseband 6631, 1xBaseband 6651, 1xRadio 4415 B2/25, 1xRadio AAS B25/B66, |  | 1xTwin Beam Antenna, | [41 empty] | 50 | 2 |  | 42 |  |  |  | #N/A | +591 75137341 | [8 empty] | 0 | 14 | [66 empty] | 1xBaseband 6631, 1xBaseband 6651, 1xRadio 4415 B2/25, 1xRadio AAS B25/B66, 1xTwin Beam Antenna, | EXISTING SITE MIXMODE 850/LTE 700/AWS/LTE 1900/ L:ABCDEFGHI-> INST : Mod. 850 / Sectorize AWS&1900 / AAS FDD AWS&1900 / New :(2-3)
231 | / LTE RO 2020 Capacity H1 - 1900Mhz | 0 | Proyecto Millicom Bolivia 3YPlan 2023 | OQU | Oquendo | In Services | -17.3977 | -66.1496 | Urban | Cochabamba | Cercado (CBBA) | Cochabamba | 6 | Monopolo | PU6210 | - | 0 | 0 | 3 | 0 | 3 | 3 | 3 | 0 | 12 |  | 1 BB 5216 GW-1 BB 5212 L | 3 R 2219 B5 GW | 3 | 1 BB 5216 GW | 1 | 6601 | 0 R 2219 B5 GW | 0 | 0 BB 5216 GW | 0 | RBS 6601 | N/A | 0 | N/A | 0 | N/A | 3 RRUS 11 B12 | 3 | 1 BB 5212 L | 1 | RBS 6601 | 3 RRUS 32 B4 | 3 | 0 BB 5212 L | 0 | RBS 6601 | 3 R 2217B2 | 3 | 0 BB 5212 L | 0 | RBS 6601 | 0 | 0 | 0 | 0 | 0 | 12 | Batch 2 |  | #N/A | 2024 | GWL | 2024-04-10 | 15 | -Mod. 850 (1-2-3) ; MIMO4 LTE (DG) ; AAS FDD (FI) ; Sectorizar (EH) | 0 | 1 | 0 | 1 | 0 | 1 |  | 3 | 12 |  | 0 | 0 | 1 | 0 | 0 | 1 | 0 | 2 | Mod. 850 (1-2-3) ; MIMO4 LTE (DG) ; AAS FDD (FI) ; Sectorizar (EH) | ABCDEFGHI | (1-2-3) | 2 | 1 | 1 | Baseband 6631 | Baseband 6651 | [12 empty] | INST : Mod. 850 / Sectorize AWS&1900 / AAS FDD AWS&1900 / |  | MIC BO 3YPlan 2023_2BB_3R_2A | 7 | 1xBaseband 6631, 1xBaseband 6651, 1xRadio 4415 B2/25, 1xRadio 4499 44B2/25 44B66A, 1xRadio AAS B25/B66, |  | 1xAntenna 4pH, 1xTwin Beam Antenna, | [41 empty] | 30 | 3 |  | 21 |  |  |  | #N/A | +591 71369827 | [8 empty] | 0 | 14 | [66 empty] | 1xBaseband 6631, 1xBaseband 6651, 1xRadio 4415 B2/25, 1xRadio 4499 44B2/25 44B66A, 1xRadio AAS B25/B66, 1xAntenna 4pH, 1xTwin Beam Antenna, | EXISTING SITE MIXMODE 850/LTE 700/AWS/LTE 1900/ L:ABCDEFGHI-> INST : Mod. 850 / Sectorize AWS&1900 / AAS FDD AWS&1900 / New :(1-2-3)
234 | / LTE RO 2020 Capacity H1 - AWS/LTE RO 2020 Capacity H1 - 1900Mhz/High Load Cells_Only F1 | 0 | Proyecto Millicom Bolivia 3YPlan 2023 | PUA2 | Pucara II | In Services | -17.4959 | -66.1684 | Urban | Cochabamba | Cercado (CBBA) | Cochabamba | 25 | Selfsupported | Enclosure 6150 | - | 0 | 3 | 0 | 0 | 3 | 3 | 3 | 0 | 12 |  | 1 BB 5216 WL | N/A | 0 | N/A | 0 | N/A | 3 R 2219 B5 W | 3 | 1 BB 5216 WL | 1 | RBS 6601 | N/A | 0 | N/A | 0 | N/A | 3 RRUS 11 B12 | 3 | 0 BB 5216 WL | 0 | RBS 6601 | 3 R 4415 B66A | 3 | 0 BB 5216 WL | 0 | RBS 6601 | 3 R 2217B2 | 3 | 0 BB 5216 WL | 0 | RBS 6601 | 0 | 0 | 0 | 0 | 0 | 12 | Batch 2 |  | #N/A | 2024 | WL | 2024-04-10 | 15 | -Mod. 850 (1-2-3) ; MIMO4 LTE (DG) ; AAS FDD (FI) ; Sectorizar (EH) | 0 | 1 | 0 | 1 | 0 | 1 |  | 3 | 12 |  | 0 | 0 | 1 | 0 | 0 | 1 | 0 | 2 | Mod. 850 (1-2-3) ; MIMO4 LTE (DG) ; AAS FDD (FI) ; Sectorizar (EH) | ABCDEFGHI | (1-2-3) | 2 | 1 | 1 | Baseband 6631 | Baseband 6651 | [12 empty] | INST : Mod. 850 / Sectorize AWS&1900 / AAS FDD AWS&1900 / |  | MIC BO 3YPlan 2023_2BB_3R_2A | 7 | 1xBaseband 6631, 1xBaseband 6651, 1xRadio 4415 B2/25, 1xRadio 4499 44B2/25 44B66A, 1xRadio AAS B25/B66, |  | 1xAntenna 4pH, 1xTwin Beam Antenna, | [41 empty] | 50 | 3 |  | 42 |  |  |  | #N/A | +591 75137341 | [8 empty] | 0 | 14 | [66 empty] | 1xBaseband 6631, 1xBaseband 6651, 1xRadio 4415 B2/25, 1xRadio 4499 44B2/25 44B66A, 1xRadio AAS B25/B66, 1xAntenna 4pH, 1xTwin Beam Antenna, | EXISTING SITE 3G 850/LTE 700/AWS/LTE 1900/ L:ABCDEFGHI-> INST : Mod. 850 / Sectorize AWS&1900 / AAS FDD AWS&1900 / New :(1-2-3)
239 | 0 | 0 | Proyecto Millicom Bolivia 3YPlan 2023 | LIS | Las Islas | In Services | -17.3682 | -66.1592 | Urban | Cochabamba | Cercado (CBBA) | Cochabamba | 6 | Monopolo | Enclosure 6150 | - | 0 | 0 | 3 | 0 | 3 | 3 | 0 | 0 | 9 |  | 1 BB 5216 GW-1 BB 5212 L | 3 R 2219 B5 GW | 3 | 1 BB 5216 GW | 1 | RBS 6601_SHARE | 0 R 2219 B5 GW | 0 | 0 BB 5216 GW | 0 | RBS 6601_SHARE | N/A | 0 | N/A | 0 | N/A | 3 RRUS 11 B12 | 3 | 1 BB 5212 L | 1 | RBS6601_SHARE | 3 RRUS 32 B4 | 3 | 0 BB 5212 L | 0 | RBS6601_SHARE | N/A | 0 | N/A | 0 | N/A | 0 | 0 | 0 | 0 | 0 | 9 | Batch-2.1 |  | 3Y Plan 2024 - Bach 1 | 2024 | GWL | 2024-04-10 | 15 | -Mod. 850 (2) ; Exp. LTE (GI) ; Sectorizar (EH) | 0 | 3 | 0 | 0 | 0 | 0 |  | 3 | 9 |  | 0 | 0 | 2 | 0 | 0 | 1 | 0 | 3 | Mod. 850 (2) ; Exp. LTE (GI) ; Sectorizar (EH) | ABCDEF | HGI(2) | 1 | 1 | 0 | Baseband 6631 | [13 empty] | INST : Mod. 850 / LTE 1900 / Sectorize AWS&1900 / |  | MIC BO 3YPlan 2023_1BB_3R_3A | 30 | 1xBaseband 6631, 3xRadio 4415 B2/25, |  | 2xAntenna 4pH, 1xTwin Beam Antenna, | [27 empty] | 2 |  | 6 |  |  |  |  | 4 |  | 14 |  |  |  |  | 30 | 3 | 63 | 21 |  |  |  | #N/A | +591 75137341 | [8 empty] | 0 | 14 | [66 empty] | 1xBaseband 6631, 3xRadio 4415 B2/25, 2xAntenna 4pH, 1xTwin Beam Antenna, | EXISTING SITE MIXMODE 850/LTE 700/AWS/ L:ABCDEF-> INST : Mod. 850 / LTE 1900 / Sectorize AWS&1900 / New :HGI(2)
378 | / LTE RO 2020 Capacity H2 - 1900Mhz/High Load Cells_Only F1 | 0 | Proyecto Millicom Bolivia 3YPlan 2023 | PIQ | Piquirini | In Services | -17.4658 | -66.1362 | Urban | Cochabamba | Cercado (CBBA) | Cochabamba | 25 | Selfsupported | Enclosure 6150 | - | 0 | 0 | 3 | 0 | 3 | 3 | 2 | 0 | 11 |  | 1 BB 5216 GWL | 3 R 2219 B5 GW | 3 | 1 BB 5216 GWL | 1 | RBS 6601 | 0 R 2219 B5 GW | 0 | 0 BB 5216 GWL | 0 | RBS 6601 | N/A | 0 | N/A | 0 | N/A | 3 RRUS 11 B12 | 3 | 0 BB 5216 GWL | 0 | RBS 6601 | 3 RRUS 32 B4 | 3 | 0 BB 5216 GWL | 0 | RBS 6601 | 2 R 4415 B2/B25 | 2 | 0 BB 5216 GWL | 0 | RBS 6601 | 0 | 0 | 0 | 0 | 0 | 11 | Batch 2 |  | #N/A | 2024 | GWL | 2024-04-10 | 15 | -Mod. 850 (2-3) ; Exp. LTE (G) ; AAS FDD (EFHI) ; | 0 | 1 | 0 | 0 | 0 | 2 |  | 3 | 11 |  | 0 | 0 | 1 | 0 | 0 | 0 | 0 | 1 | Mod. 850 (2-3) ; Exp. LTE (G) ; AAS FDD (EFHI) ; | ABCDEFHI | G(2-3) | 3 | 1 | 2 | Baseband 6631 | Baseband 6651 | [12 empty] | INST : Mod. 850 / LTE 1900 / AAS FDD AWS&1900 / |  | MIC BO 3YPlan 2023_3BB_3R_1A | 1 | 1xBaseband 6631, 2xBaseband 6651, 1xRadio 4415 B2/25, 2xRadio AAS B25/B66, |  | 1xAntenna 4pH, | [41 empty] | 50 | 3 |  | 42 |  |  |  | #N/A | +591 71369827 | [8 empty] | 0 | 14 | [66 empty] | 1xBaseband 6631, 2xBaseband 6651, 1xRadio 4415 B2/25, 2xRadio AAS B25/B66, 1xAntenna 4pH, | EXISTING SITE MIXMODE 850/LTE 700/AWS/LTE 1900/ L:ABCDEFHI-> INST : Mod. 850 / LTE 1900 / AAS FDD AWS&1900 / New :G(2-3)
435 | 0 | 0 | Proyecto Millicom Bolivia 3YPlan 2023 | FWC | Final Wiracocha | In Services | -17.3598 | -66.1864 | Urban | Cochabamba | Cercado (CBBA) | Cochabamba | 40 | Selfsupported | Enclosure 6150 | - | 0 | 0 | 3 | 0 | 3 | 1 | 1 | 0 | 8 |  | 1 BB 5216 GW-1 BB 5212 L | 3 R 2219 B5 GW | 3 | 1 BB 5216 GW | 1 | RBS6601 Share | 0 R 2219 B5 GW | 0 | 0 BB 5216 GW | 0 | RBS6601 | N/A | 0 | N/A | 0 | N/A | 3 RRUS 11 B12 | 3 | 1 BB 5212 L | 1 | RBS6601_SHARE | 1 R 4415 B66A | 1 | 0 BB 5212 L | 0 | RBS6601 | 1 R 4415 B2/B25 | 1 | 0 BB 5212 L | 0 | RBS6601 | 0 | 0 | 0 | 0 | 0 | 8 | Batch 2 |  | #N/A | 2024 | GWL | 2024-04-10 | 15 | -Mod. 850 (3) ; Exp. LTE (DE) ; AAS FDD (FI) ; | 0 | 0 | 2 | 0 | 0 | 1 |  | 3 | 8 |  | 0 | 0 | 2 | 0 | 0 | 0 | 0 | 2 | Mod. 850 (3) ; Exp. LTE (DE) ; AAS FDD (FI) ; | ABCFI | DE(3) | 1 | 1 | 1 | Baseband 6631 | Baseband 6651 | [12 empty] | INST : Mod. 850 / LTE AWS / AAS FDD AWS&1900 / |  | MIC BO 3YPlan 2023_2BB_3R_2A | 7 | 1xBaseband 6631, 1xBaseband 6651, 2xRadio 4415 B66A, 1xRadio AAS B25/B66, |  | 2xAntenna 4pH, | [41 empty] | 70 | 3 |  | 59 |  |  |  | #N/A | +591 75137341 | [8 empty] | 0 | 14 | [66 empty] | 1xBaseband 6631, 1xBaseband 6651, 2xRadio 4415 B66A, 1xRadio AAS B25/B66, 2xAntenna 4pH, | EXISTING SITE MIXMODE 850/LTE 700/AWS/LTE 1900/ L:ABCFI-> INST : Mod. 850 / LTE AWS / AAS FDD AWS&1900 / New :DE(3)
442 | RO 2021 - LTE Capacity H2/ / Swap CBBA 2018 | 0 | Proyecto Millicom Bolivia 3YPlan 2023 | LCP | La Capilla | In Services | -17.4061 | -66.0948 | Urban | Sacaba | Chapare | Cochabamba | 40 | Selfsupported | Enclosure 6150 | - | 3 | 0 | 0 | 0 | 3 | 0 | 2 | 0 | 8 |  | 1 BB 5216 GL-1 BB 6630 L | 3 R 2219 B5 G | 3 | 1 BB 5216 GL | 1 | RBS 6601 | N/A | 0 | N/A | 0 | N/A | N/A | 0 | N/A | 0 | N/A | 3 RRUS 11 B12 | 3 | 1 BB 6630 L | 1 | RBS 6630 | N/A | 0 | N/A | 0 | N/A | 2 R 4415 B2/B25 | 2 | 0 BB 6630 L | 0 | RBS 6630 | 0 | 0 | 0 | 0 | 0 | 8 | Batch 1 Prio 3 |  | 3Y Plan 2024 - Bach 1 | 2024 | GL | 2024-04-10 | 15 | -Mod. 850 (3) ; Sectorizar (FI) | 0 | 0 | 0 | 0 | 0 | 0 |  | 0 | 8 |  | 0 | 0 | 0 | 0 | 0 | 1 | 0 | 1 | Mod. 850 (3) ; Sectorizar (FI) | ABCDEFHI | (3) | 1 | 0 | 0 | [14 empty] | INST : Mod. 850 / Sectorize AWS&1900 / |  | MIC BO 3YPlan 2023_1A | 3 |  |  | 1xTwin Beam Antenna, | [27 empty] | 0 |  | 0 |  |  |  | 4 |  | 10 |  |  |  | 4 |  | 70 | 0 | 0 | 59 |  |  |  | #N/A | +591 71369827 | [8 empty] | 0 | 14 | [66 empty] | 1xTwin Beam Antenna, | EXISTING SITE 2G/LTE 700/LTE 1900/ L:ABCDEFHI-> INST : Mod. 850 / Sectorize AWS&1900 / New :(3) | [12 empty] | 118 | 236
485 | / LTE RO 2020 Capacity H2 - 1900Mhz | 0 | Proyecto Millicom Bolivia 3YPlan 2023 | CLI | Cliza | In Services | -17.584 | -65.9322 | Rural | Cliza | German Jordan | Cochabamba | 60 | Selfsupported | Enclosure 6150 | - | 0 | 0 | 3 | 3 | 3 | 3 | 0 | 0 | 12 |  | 1 BB 5216 GW-1 BB 5212 L | 3 R 2219 B5 GW | 3 | 1 BB 5216 GW | 1 | RBS 6601_SHARE | 0 R 2219 B5 GW | 0 | 0 BB 5216 GW | 0 | RBS 6601_SHARE | 3 R 2217 B2 W | 3 | 0 BB 5216 GW | 0 | RBS 6601_SHARE | 3 RRUS 11 B12 | 3 | 1 BB 5212 L | 1 | RBS 6601_SHARE | 3 RRUS 32 B4 | 3 | 0 BB 5212 L | 0 | RBS 6601_SHARE | N/A | 0 | N/A | 0 | N/A | 0 | 0 | 0 | 0 | 0 | 12 | Batch 1_Prio 4 |  | 3Y Plan 2024 - Bach 1 | 2024 | GWL | 2024-04-10 | 15 | -Mod. 850 (1-2) ; MIMO4 LTE (FI) ; Sectorizar (DEGH) | 0 | 2 | 0 | 1 | 0 | 0 |  | 3 | 12 |  | 0 | 0 | 1 | 0 | 0 | 2 | 0 | 3 | Mod. 850 (1-2) ; MIMO4 LTE (FI) ; Sectorizar (DEGH) | ABCDEFGHI | (1-2) | 1 | 1 | 0 | Baseband 6631 | [13 empty] | INST : Mod. 850 / Sectorize AWS&1900 / |  | MIC BO 3YPlan 2023_1BB_3R_3A | 30 | 1xBaseband 6631, 2xRadio 4415 B2/25, 1xRadio 4499 44B2/25 44B66A, |  | 1xAntenna 4pH, 2xTwin Beam Antenna, | [33 empty] | 8 |  | 12 | [5 empty] | 100 | 3 | 243 | 81 |  |  |  | #N/A | +591 71369827 | [8 empty] | 0 | 14 | [66 empty] | 1xBaseband 6631, 2xRadio 4415 B2/25, 1xRadio 4499 44B2/25 44B66A, 1xAntenna 4pH, 2xTwin Beam Antenna, | EXISTING SITE MIXMODE 850/3G 1900/LTE 700/AWS/ L:ABCDEFGHI-> INST : Mod. 850 / Sectorize AWS&1900 / New :(1-2)
205 | RO 2021 - LTE Capacity H1_119 Sitios / Desinstalación H1 1900 2020 | RO 2022 Capacity H2 | Proyecto Millicom Bolivia 3YPlan 2023 | REC | Recoleta | In Services | -17.3778 | -66.1553 | Urban | Cochabamba | Cercado (CBBA) | Cochabamba | 10 | Selfsupported | PBC6200 | - | 0 | 0 | 3 | 0 | 3 | 3 | 3 | 0 | 12 |  | 1 BB 5216 GW-1 BB 6631 L | 3 R 2219 B5 GW | 3 | 1 BB 5216 GW | 1 | RBS 6601 | 0 R 2219 B5 GW | 0 | 0 BB 5216 GW | 0 | RBS 6601 | N/A | 0 | N/A | 0 | N/A | 3 RRUS 11 B12 | 3 | 1 BB 6631 L | 1 | RBS6631 | 3 RRUS 32 B4 | 3 | 0 BB 6631 L | 0 | RBS6631 | 3 R 4415 B2/B25 | 3 | 0 BB 6631 L | 0 | RBS6631 | 0 | 0 | 0 | 0 | 0 | 12 | Batch 2 |  | #N/A | 2024 | GWL | 2024-04-15 | 16 | -Mod. 850 (1-2-3) ; AAS FDD (DG) ; Sectorizar (EFHI) | 0 | 0 | 0 | 0 | 0 | 1 |  | 1 | 12 |  | 0 | 0 | 0 | 0 | 0 | 2 | 0 | 2 | Mod. 850 (1-2-3) ; AAS FDD (DG) ; Sectorizar (EFHI) | ABCDEFGHI | (1-2-3) | 9 | 1 | 1 | Baseband 6631 | Baseband 6651 | [12 empty] | INST : Mod. 850 / Sectorize AWS&1900 / AAS FDD AWS&1900 / |  | MIC BO 3YPlan 2023_2BB_1R_2A | 1 | 1xBaseband 6631, 1xBaseband 6651, 1xRadio AAS B25/B66, |  | 2xTwin Beam Antenna, | [41 empty] | 30 | 1 |  | 25 |  |  |  | #N/A | +591 75137341 | [8 empty] | 0 | 14 | [66 empty] | 1xBaseband 6631, 1xBaseband 6651, 1xRadio AAS B25/B66, 2xTwin Beam Antenna, | EXISTING SITE MIXMODE 850/LTE 700/AWS/LTE 1900/ L:ABCDEFGHI-> INST : Mod. 850 / Sectorize AWS&1900 / AAS FDD AWS&1900 / New :(1-2-3)
218 | RO 2021 - LTE Capacity H1_119 Sitios / Swap CBBA 2018 | 0 | Proyecto Millicom Bolivia 3YPlan 2023 | SET | Seton | In Services | -17.3906 | -66.2075 | Urban | Cochabamba | Cercado (CBBA) | Cochabamba | 40 | Selfsupported | PBC6200 | - | 0 | 0 | 3 | 0 | 3 | 3 | 2 | 0 | 11 |  | 1 BB 5216 GW-1 BB 5212 L | 3 R 2219 B5 GW | 3 | 1 BB 5216 GW | 1 | RBS 6601 | 0 R 2219 B5 GW | 0 | 0 BB 5216 GW | 0 | RBS6601_SHARE | N/A | 0 | N/A | 0 | N/A | 3 RRUS 11 B12 | 3 | 1 BB 5212 L | 1 | RBS6601_SHARE | 3 RRUS 32 B4 | 3 | 0 BB 5212 L | 0 | RBS6601_SHARE | 2 R 4415 B2/B25 | 2 | 0 BB 5212 L | 0 | RBS 6601 | 0 | 0 | 0 | 0 | 0 | 11 | Batch 2 |  | #N/A | 2024 | GWL | 2024-04-15 | 16 | -Mod. 850 (2-3) ; Exp. LTE (G) ; MIMO4 LTE (D) ; AAS FDD (FI) ; Sectorizar (EH) | 0 | 0 | 0 | 1 | 0 | 1 |  | 2 | 11 |  | 0 | 0 | 1 | 0 | 0 | 1 | 0 | 2 | Mod. 850 (2-3) ; Exp. LTE (G) ; MIMO4 LTE (D) ; AAS FDD (FI) ; Sectorizar (EH) | ABCDEFHI | G(2-3) | 2 | 1 | 1 | Baseband 6631 | Baseband 6651 | [12 empty] | INST : Mod. 850 / LTE 1900 / Sectorize AWS&1900 / AAS FDD AWS&1900 / |  | MIC BO 3YPlan 2023_2BB_2R_2A | 1 | 1xBaseband 6631, 1xBaseband 6651, 1xRadio 4499 44B2/25 44B66A, 1xRadio AAS B25/B66, |  | 1xAntenna 4pH, 1xTwin Beam Antenna, | [41 empty] | 70 | 2 |  | 59 |  |  |  | #N/A | +591 75137341 | [8 empty] | 0 | 14 | [66 empty] | 1xBaseband 6631, 1xBaseband 6651, 1xRadio 4499 44B2/25 44B66A, 1xRadio AAS B25/B66, 1xAntenna 4pH, 1xTwin Beam Antenna, | EXISTING SITE MIXMODE 850/LTE 700/AWS/LTE 1900/ L:ABCDEFHI-> INST : Mod. 850 / LTE 1900 / Sectorize AWS&1900 / AAS FDD AWS&1900 / New :G(2-3)
232 | Swap Oruro & Potosí 2021 | 0 | Proyecto Millicom Bolivia 3YPlan 2023 | ORU3 | Sur | In Services | -17.9825 | -67.1279 | 0 | - | - | Oruro | 55 | Selfsupported | Enclosure 6150 | 0 | 0 | 0 | 3 | 0 | 2 | 3 | 0 | 0 | 8 |  | 1 BB 6630 GWL | 3 R 2219 B5 | 3 | 1 BB 6630 GWL | 1 | RBS 6630 | 0 2219 B5 | 0 | 0 BB 6630 GWL | 1 | RBS 6630 | N/A | 0 | N/A | 1 | N/A | 2 R 4449 B5 B12A | 2 | 0 BB 6630 GWL | 0 | RBS 6630 | 3 R 4415 B66A | 3 | 0 BB 6630 GWL | 0 | RBS 6630 | N/A | 0 | N/A | 0 | N/A | N/A | 0 | N/A | 0 | N/A | 8 | Batch-2.1 |  | 3Y Plan 2024 - Bach 1 | 2024 | GWL | 2024-04-15 | 16 | -Mod. 850 (2-3) ; Sectorizar (EFHI) | 0 | 2 | 0 | 0 | 0 | 0 |  | 2 | 8 |  | 0 | 0 | 0 | 0 | 0 | 2 | 0 | 2 | Mod. 850 (2-3) ; Sectorizar (EFHI) | ABCDEF | HI(2-3) | 3 | 0 | 0 | [14 empty] | INST : Mod. 850 / Sectorize AWS&1900 / |  | MIC BO 3YPlan 2023_2R_2A | 11 | 2xRadio 4415 B2/25, |  | 2xTwin Beam Antenna, | [27 empty] | 0 |  | 0 | [5 empty] | 16 | [5 empty] | 100 | 2 | 152 | 76 |  |  |  | #N/A | +591 71369827 | [8 empty] | 0 | 14 | [66 empty] | 2xRadio 4415 B2/25, 2xTwin Beam Antenna, | EXISTING SITE MIXMODE 850/LTE 700/AWS/ L:ABCDEF-> INST : Mod. 850 / Sectorize AWS&1900 / New :HI(2-3)
330 | Swap Oruro & Potosí 2021 | 0 | Proyecto Millicom Bolivia 3YPlan 2023 | ULA | Urb. La Aurora | In Services | -17.911 | -67.1268 | 0 | - | - | Oruro | 40 | Selfsupported | Enclosure 6150 | 0 | 0 | 0 | 3 | 0 | 2 | 0 | 2 | 1 | 8 |  | 1 BB 6630 GW-1 BB 6630 L | 3 R 2219 B5 | 3 | 1 BB 6630 GW | 1 | RBS 6630 | 0 2219 B5 | 0 | 0 BB 6630 GW | 2 | RBS 6630 | N/A | 0 | N/A | 2 | N/A | 2 R 4449 B5 B12A | 2 | 1 BB 6630 L | 1 | RBS 6630 | N/A | 0 | N/A | 0 | N/A | 2 R 4499 B2B25B66A | 2 | 0 BB 6630 L | 0 | N/A | 1 R 4499 B2B25B66A | 1 | 0 BB 6630 L | 0 | RBS 6630 | 8 | Batch 2 |  | #N/A | 2024 | GWL | 2024-04-15 | 16 | -Mod. 850 (1-2) ; Exp. LTE (F) ; AAS FDD (EH) ; Sectorizar (DG) | 0 | 0 | 0 | 0 | 0 | 1 |  | 1 | 8 |  | 0 | 0 | 0 | 0 | 0 | 1 | 0 | 1 | Mod. 850 (1-2) ; Exp. LTE (F) ; AAS FDD (EH) ; Sectorizar (DG) | ABCEGHI | DF(1-2) | 1 | 0 | 1 |  | Baseband 6651 | [12 empty] | INST : Mod. 850 / LTE AWS / Sectorize AWS&1900 / AAS FDD AWS&1900 / |  | MIC BO 3YPlan 2023_1BB_1R_1A | 11 | 1xBaseband 6651, 1xRadio AAS B25/B66, |  | 1xTwin Beam Antenna, | [41 empty] | 70 | 1 |  | 59 |  |  |  | #N/A | +591 71369827 | [8 empty] | 0 | 14 | [66 empty] | 1xBaseband 6651, 1xRadio AAS B25/B66, 1xTwin Beam Antenna, | EXISTING SITE MIXMODE 850/LTE 700/LTE 1900/LTE AWS&1900/ L:ABCEGHI-> INST : Mod. 850 / LTE AWS / Sectorize AWS&1900 / AAS FDD AWS&1900 / New :DF(1-2)
370 | RO 2021 - LTE Capacity H1_119 Sitios / High Load Cells_Only F1 | 0 | Proyecto Millicom Bolivia 3YPlan 2023 | PUN | Punata | In Services | -17.5372 | -65.853 | Rural | Punata | Punata | Cochabamba | 60 | Selfsupported | Enclosure 6150 | - | 0 | 0 | 3 | 0 | 3 | 3 | 2 | 0 | 11 |  | 1 BB 6630 GWL | 3 R 2219 B5 GW | 3 | 1 BB 6630 GWL | 1 | RBS 6601 | 0 R 2219 B5 GW | 0 | 0 BB 6630 GWL | 0 | RBS6601 | N/A | 0 | N/A | 0 | N/A | 3 RRUS 11 B12 | 3 | 0 BB 6630 GWL | 0 | RBS6601 | 3 RRUS 32 B4 | 3 | 0 BB 6630 GWL | 0 | RBS6601 | 2 R 4415 B2/B25 | 2 | 0 BB 6630 GWL | 0 | RBS 6630 | 0 | 0 | 0 | 0 | 0 | 11 | Batch 2 |  | #N/A | 2024 | GWL | 2024-04-15 | 16 | -Mod. 850 (1-3) ; AAS FDD (DG) ; Sectorizar (FI) | 0 | 0 | 0 | 0 | 0 | 1 |  | 1 | 11 |  | 0 | 0 | 0 | 0 | 0 | 1 | 0 | 1 | Mod. 850 (1-3) ; AAS FDD (DG) ; Sectorizar (FI) | ABCDEFGI | (1-3) | 1 | 0 | 1 |  | Baseband 6651 | [12 empty] | INST : Mod. 850 / Sectorize AWS&1900 / AAS FDD AWS&1900 / |  | MIC BO 3YPlan 2023_1BB_1R_1A | 11 | 1xBaseband 6651, 1xRadio AAS B25/B66, |  | 1xTwin Beam Antenna, | [41 empty] | 100 | 1 |  | 81 |  |  |  | #N/A | +591 75137341 | [8 empty] | 0 | 14 | [66 empty] | 1xBaseband 6651, 1xRadio AAS B25/B66, 1xTwin Beam Antenna, | EXISTING SITE MIXMODE 850/LTE 700/AWS/LTE 1900/ L:ABCDEFGI-> INST : Mod. 850 / Sectorize AWS&1900 / AAS FDD AWS&1900 / New :(1-3)
447 | / LTE RO 2020 Capacity H1 - AWS / 3G Coverage Co-Located H1 2020 / LTE RO 2020 Capacity H2 - 1900Mhz/High Load Cells_Only F1 | 0 | Proyecto Millicom Bolivia 3YPlan 2023 | VAP | Villa Albina Patino | In Services | -17.359 | -66.3257 | Urban | Vinto | Quillacollo | Cochabamba | 45 | Selfsupported | Enclosure 6150 | - | 0 | 0 | 3 | 0 | 3 | 1 | 2 | 0 | 9 |  | 1 BB 5216 GWL | 3 R 2219 B5 GW | 3 | 1 BB 5216 GWL | 1 | RBS 6601 | 0 R 2219 B5 GW | 0 | 0 BB 5216 GWL | 0 | RBS 6601 | N/A | 0 | N/A | 0 | N/A | 3 RRUS 11 B12 | 3 | 0 BB 5216 GWL | 0 | RBS 6601 | 1 R4415 B66A | 1 | 0 BB 5216 GWL | 0 | RBS 6601 | 2 R 2217 B2 | 2 | 0 BB 5216 GWL | 0 | RBS 6601 | 0 | 0 | 0 | 0 | 0 | 9 | Batch 2 |  | #N/A | 2024 | GWL | 2024-04-15 | 16 | -Mod. 850 (3) ; Exp. LTE (D) ; MIMO4 LTE (G) ; AAS FDD (FI) ; | 0 | 0 | 0 | 1 | 0 | 1 |  | 2 | 9 |  | 0 | 0 | 1 | 0 | 0 | 0 | 0 | 1 | Mod. 850 (3) ; Exp. LTE (D) ; MIMO4 LTE (G) ; AAS FDD (FI) ; | ABCFGI | D(3) | 1 | 1 | 1 | Baseband 6631 | Baseband 6651 | [12 empty] | INST : Mod. 850 / LTE AWS / AAS FDD AWS&1900 / |  | MIC BO 3YPlan 2023_2BB_2R_1A | 5 | 1xBaseband 6631, 1xBaseband 6651, 1xRadio 4499 44B2/25 44B66A, 1xRadio AAS B25/B66, |  | 1xAntenna 4pH, | [41 empty] | 70 | 2 |  | 64 |  |  |  | #N/A | +591 75137341 | [8 empty] | 0 | 14 | [66 empty] | 1xBaseband 6631, 1xBaseband 6651, 1xRadio 4499 44B2/25 44B66A, 1xRadio AAS B25/B66, 1xAntenna 4pH, | EXISTING SITE MIXMODE 850/LTE 700/AWS/LTE 1900/ L:ABCFGI-> INST : Mod. 850 / LTE AWS / AAS FDD AWS&1900 / New :D(3)
473 | Swap Oruro & Potosí 2021 | 0 | Proyecto Millicom Bolivia 3YPlan 2023 | PMA | Urb. Pumas Andinos | In Services | -17.9879 | -67.0706 | 0 | - | - | Oruro | 25 | Selfsupported | Enclosure 6150 | 0 | 0 | 0 | 3 | 0 | 2 | 1 | 0 | 2 | 8 |  | 1 BB 6630 GWL | 3 R 2219 B5 | 3 | 1 BB 6630 GWL | 1 | RBS 6630 | 0 2219 B5 | 0 | 0 BB 6630 GWL | 1 | RBS 6630 | N/A | 0 | N/A | 1 | N/A | 2 R 4449 B5 B12A | 2 | 0 BB 6630 GWL | 0 | RBS 6630 | 1 R 4499 B2B25B66A | 1 | 0 BB 6630 L | 0 | N/A | N/A | 0 | N/A | 0 | N/A | 2 R 4499 B2B25B66A | 2 | 0 BB 6630 L | 0 | RBS 6630 | 8 | Batch 2 |  | #N/A | 2024 | GWL | 2024-04-15 | 16 | -Mod. 850 (1-2-3) ; AAS FDD (EFHI) ; Sectorizar (DG) | 0 | 0 | 0 | 0 | 0 | 2 |  | 2 | 8 |  | 0 | 0 | 0 | 0 | 0 | 1 | 0 | 1 | Mod. 850 (1-2-3) ; AAS FDD (EFHI) ; Sectorizar (DG) | ABCDEFHI | G(1-2-3) | 10 | 0 | 2 |  | Baseband 6651 | [12 empty] | INST : Mod. 850 / Sectorize AWS&1900 / AAS FDD AWS&1900 / |  | MIC BO 3YPlan 2023_2BB_2R_1A | 5 | 2xBaseband 6651, 2xRadio AAS B25/B66, |  | 1xTwin Beam Antenna, | [41 empty] | 50 | 2 |  | 42 |  |  |  | #N/A | +591 71369827 | [8 empty] | 0 | 14 | [66 empty] | 2xBaseband 6651, 2xRadio AAS B25/B66, 1xTwin Beam Antenna, | EXISTING SITE MIXMODE 850/LTE 700/AWS/LTE AWS&1900/ L:ABCDEFHI-> INST : Mod. 850 / Sectorize AWS&1900 / AAS FDD AWS&1900 / New :G(1-2-3)
493 | / LTE RO 2020 Capacity H1 - 1900Mhz | 0 | Proyecto Millicom Bolivia 3YPlan 2023 | CES | Cespedes | In Services | -17.3923 | -66.1593 | Urban | Cochabamba | Cercado (CBBA) | Cochabamba | 6 | Monopolo | PBC6200 | - | 0 | 0 | 3 | 0 | 3 | 3 | 3 | 0 | 12 |  | 1 BB 5216 GW-1 BB 5212 L | 3 R 2219 B5 GW | 3 | 1 BB 5216 GW | 1 | RBS6601 Share | 0 R 2219 B5 GW | 0 | 0 BB 5216 GW | 0 | RBS6601_SHARE | N/A | 0 | N/A | 0 | N/A | 3 RRUS 11 B12 | 3 | 1 BB 5212 L | 1 | RBS6601_SHARE | 3 RRUS 32 B4 | 3 | 0 BB 5212 L | 0 | RBS6601_SHARE | 3 R 2217B2 | 3 | 0 BB 5212 L | 0 | RBS6601 | 0 | 0 | 0 | 0 | 0 | 12 | Batch 2 |  | #N/A | 2024 | GWL | 2024-04-15 | 16 | -Mod. 850 (1-2-3) ; AAS FDD (EH) ; Sectorizar (DFGI) | 0 | 2 | 0 | 0 | 0 | 1 |  | 3 | 12 |  | 0 | 0 | 0 | 0 | 0 | 2 | 0 | 2 | Mod. 850 (1-2-3) ; AAS FDD (EH) ; Sectorizar (DFGI) | ABCDEFGHI | (1-2-3) | 9 | 1 | 1 | Baseband 6631 | Baseband 6651 | [12 empty] | INST : Mod. 850 / Sectorize AWS&1900 / AAS FDD AWS&1900 / |  | MIC BO 3YPlan 2023_2BB_3R_2A | 7 | 1xBaseband 6631, 1xBaseband 6651, 2xRadio 4415 B2/25, 1xRadio AAS B25/B66, |  | 2xTwin Beam Antenna, | [41 empty] | 30 | 3 |  | 21 |  |  |  | #N/A | +591 71369827 | [8 empty] | 0 | 14 | [66 empty] | 1xBaseband 6631, 1xBaseband 6651, 2xRadio 4415 B2/25, 1xRadio AAS B25/B66, 2xTwin Beam Antenna, | EXISTING SITE MIXMODE 850/LTE 700/AWS/LTE 1900/ L:ABCDEFGHI-> INST : Mod. 850 / Sectorize AWS&1900 / AAS FDD AWS&1900 / New :(1-2-3)
527 | RO 2021 - LTE Capacity H1_119 Sitios / | 0 | Proyecto Millicom Bolivia 3YPlan 2023 | VHE | Valle Hermoso | In Services | -17.4485 | -66.1218 | Urban | Cochabamba | Cercado (CBBA) | Cochabamba | 60 | Selfsupported | Enclosure 6150 | - | 0 | 0 | 3 | 0 | 3 | 3 | 2 | 0 | 11 |  | 1 BB 5216 GW-1 BB 5212 L | 3 R 2219 B5 GW | 3 | 1 BB 5216 GW | 1 | RBS 6601_SHARE | 0 R 2219 B5 GW | 0 | 0 BB 5216 GW | 0 | RBS 6601_SHARE | N/A | 0 | N/A | 0 | N/A | 3 RRUS 11 B12 | 3 | 1 BB 5212 L | 1 | RBS6601_SHARE | 3 RRUS 32 B4 | 3 | 0 BB 5212 L | 0 | RBS6601_SHARE | 2 R 4415 B2/B25 | 2 | 0 BB 5212 L | 0 | RBS 6601 | 0 | 0 | 0 | 0 | 0 | 11 | 0 |  | #N/A | 2025 | GWL | 2024-04-15 | 16 | -Mod. 850 (1-3) ; AAS FDD (DFGI) ; | 0 | 0 | 0 | 0 | 0 | 2 |  | 2 | 11 |  | 0 | 0 | 0 | 0 | 0 | 0 | 0 | 0 | Mod. 850 (1-3) ; AAS FDD (DFGI) ; | ABCDEFGI | (1-3) | 3 | 1 | 2 | Baseband 6631 | Baseband 6651 | [12 empty] | INST : Mod. 850 / AAS FDD AWS&1900 / |  | MIC BO 3YPlan 2023_3BB_2R | 1 | 1xBaseband 6631, 2xBaseband 6651, 2xRadio AAS B25/B66, | [43 empty] | 100 | 2 |  | 81 |  |  |  | #N/A | +591 75137341 | [8 empty] | 0 | 14 | [66 empty] | 1xBaseband 6631, 2xBaseband 6651, 2xRadio AAS B25/B66, | EXISTING SITE MIXMODE 850/LTE 700/AWS/LTE 1900/ L:ABCDEFGI-> INST : Mod. 850 / AAS FDD AWS&1900 / New :(1-3)
198 | Swap Oruro & Potosí 2021 | 0 | Proyecto Millicom Bolivia 3YPlan 2023 | DAL | Dalence | In Services | -17.9757 | -67.0537 | 0 | - | - | Oruro | 60 | Selfsupported | Enclosure 6150 | 0 | 0 | 0 | 3 | 0 | 2 | 1 | 1 | 0 | 7 |  | 1 BB 6630 GWL | 3 R 2219 B5 | 3 | 1 BB 6630 GWL | 1 | RBS 6630 | 0 2219 B5 | 0 | 0 BB 6630 GWL | 1 | RBS 6630 | N/A | 0 | N/A | 1 | N/A | 2 R 4449 B5 B12A | 2 | 0 BB 6630 GWL | 0 | RBS 6630 | 1 R 4415 B66A | 1 | 0 BB 6630 GWL | 0 | RBS 6630 | 1 R 4415 B2 B25 | 1 | 0 BB 6630 GWL | 0 | RBS 6630 | N/A | 0 | N/A | 0 | N/A | 7 | Batch 1 Prio 3 |  | 3Y Plan 2024 - Bach 1 | 2024 | GWL | 2024-04-18 | 16 | -Mod. 850 (1-2) ; Exp. LTE (F) ; Sectorizar (DEGH) | 0 | 1 | 2 | 0 | 0 | 0 |  | 3 | 7 |  | 0 | 0 | 1 | 0 | 0 | 2 | 0 | 3 | Mod. 850 (1-2) ; Exp. LTE (F) ; Sectorizar (DEGH) | ABCEG | DHF(1-2) | 2 | 0 | 0 | [14 empty] | INST : Mod. 850 / LTE AWS / Sectorize AWS&1900 / |  | MIC BO 3YPlan 2023_3R_3A | 23 | 1xRadio 4415 B2/25, 2xRadio 4415 B66A, |  | 1xAntenna 4pH, 2xTwin Beam Antenna, | [35 empty] | 28 | [5 empty] | 100 | 3 | 243 | 81 |  |  |  | #N/A | +591 75137341 | [8 empty] | 0 | 14 | [66 empty] | 1xRadio 4415 B2/25, 2xRadio 4415 B66A, 1xAntenna 4pH, 2xTwin Beam Antenna, | EXISTING SITE MIXMODE 850/LTE 700/AWS/LTE 1900/ L:ABCEG-> INST : Mod. 850 / LTE AWS / Sectorize AWS&1900 / New :DHF(1-2)
262 | 0 | Lista CF | Proyecto Millicom Bolivia 3YPlan 2023 | PRD9 | Parada 9 ORU | In Services | -19.0628 | -65.2902 | Urban | Cercado | Cercado | Oruro | 25 | Selfsupported | Enclosure 6150 | - | 0 | 3 | 0 | 0 | 2 | 0 | 0 | 0 | 5 |  | 1 BB 6630 WL | N/A | 0 | N/A | 0 | N/A | 3 R 2219 B5 | 3 | 1 BB 6630 WL | 1 | RBS 6601 | N/A | 0 | N/A | 0 | N/A | 2 R 4478 B12A | 2 | 0 BB 6630 WL | 0 | RBS 6630 | 0 | 0 | 0 | 0 | 0 | 0 | 0 | 0 | 0 | 0 | N/A | 0 | N/A | 0 | N/A | 5 | Batch 1- Prio 1 | OK-BTJ | 3Y Plan 2024 - Bach 1 | 2024 | WL | 2024-04-18 | 16 | WL-01-Exp. LTE (DEF) ; | 0 | 0 | 3 | 0 | 0 | 0 |  | 3 | 5 |  | 0 | 0 | 0 | 0 | 0 | 0 | 0 | 0 | Exp. LTE (DEF) ; | ABC | DEF | 28 | 0 | 0 | Keep BB 6630 |  |  |  | WL-01 | [9 empty] | INST : LTE AWS / |  | MIC BO 3YPlan 2023_3R | 6 | 3xRadio 4415 B66A, | [29 empty] | 0 | [7 empty] | 12 |  |  |  |  | 26 | 50 | 3 | 126 | 42 |  |  |  | SERTERO | +591 72222376 | 2024-03-18 | 2024-03-21 |  |  | Exp. E6150 |  | 26 | 3 | 29 | 46 | 50 |  |  |  |  | 0 | 0 | 0 | 0 | 0 | [56 empty] | 3xRadio 4415 B66A, | EXISTING SITE 3G 850/LTE 700/ L:ABC-> INST : LTE AWS / New :DEF
268 | 0 | Lista CF | Proyecto Millicom Bolivia 3YPlan 2023 | PECO | Plan Ecologico ORU | In Services | -17.9472 | -67.1226 | Urban | Cercado | Cercado | Oruro | 25 | Selfsupported | Enclosure 6150 | - | 0 | 3 | 0 | 0 | 2 | 0 | 0 | 0 | 5 |  | 1 BB 6630 WL | N/A | 0 | N/A | 0 | N/A | 3 R 2219 B5 W | 3 | 1 BB 6630 WL | 1 | RBS 6630 | N/A | 0 | N/A | 0 | N/A | 2 R 4478 B12A | 2 | 0 BB 6630 WL | 0 | RBS 6630 | N/A | 0 | N/A | 0 | N/A | N/A | 0 | N/A | 0 | N/A | N/A | 0 | N/A | 0 | N/A | 5 | Batch 1- Prio 1 | OK-BTJ | 3Y Plan 2024 - Bach 1 | 2024 | WL | 2024-04-18 | 16 | WL-01-Exp. LTE (EF) ; | 0 | 0 | 2 | 0 | 0 | 0 |  | 2 | 5 |  | 0 | 0 | 0 | 0 | 0 | 0 | 0 | 0 | Exp. LTE (EF) ; | ABC | EF | 9 | 0 | 0 | Keep BB 6630 |  |  |  | WL-01 | [9 empty] | INST : LTE AWS / |  | MIC BO 3YPlan 2023_2R | 10 | 2xRadio 4415 B66A, | [37 empty] | 8 |  |  |  |  | 27 | 50 | 2 | 84 | 42 |  |  |  | SERTERO | +591 72222376 | 2024-03-18 | 2024-03-21 |  |  | Exp. E6150 |  | 27 | 3 | 30 | 48 | 50 |  |  |  |  | 0 | 0 | 0 | 0 | 0 | [56 empty] | 2xRadio 4415 B66A, | EXISTING SITE 3G 850/LTE 700/ L:ABC-> INST : LTE AWS / New :EF
273 | Swap Oruro & Potosí 2021 | 0 | Proyecto Millicom Bolivia 3YPlan 2023 | PES | Puente Espanol | In Services | -18.0048 | -67.1035 | 0 | - | - | Oruro | 25 | Selfsupported | Enclosure 6150 | 0 | 0 | 3 | 0 | 0 | 2 | 0 | 0 | 0 | 5 |  | 1 BB 6630 WL | N/A | 0 | N/A | 0 | N/A | 3 R 2219 B5 | 3 | 1 BB 6630 WL | 1 | RBS 6630 | N/A | 0 | N/A | 1 | N/A | 2 R 4449 B5 B12A | 2 | 0 BB 6630 WL | 0 | RBS 6630 | N/A | 0 | N/A | 0 | N/A | N/A | 0 | N/A | 0 | N/A | N/A | 0 | N/A | 0 | N/A | 5 | Batch 1 Prio 3 |  | 3Y Plan 2024 - Bach 1 | 2024 | WL | 2024-04-18 | 16 | -Exp. LTE (DEF) ; | 0 | 0 | 3 | 0 | 0 | 0 |  | 3 | 5 |  | 0 | 0 | 3 | 0 | 0 | 0 | 0 | 3 | Exp. LTE (DEF) ; | ABC | DEF | 28 | 0 | 0 | [14 empty] | INST : LTE AWS / |  | MIC BO 3YPlan 2023_3R_3A | 23 | 3xRadio 4415 B66A, |  | 3xAntenna 4pH, | [27 empty] | 12 | [7 empty] | 12 | [5 empty] | 50 | 3 | 126 | 42 |  |  |  | #N/A | +591 75137341 | [8 empty] | 0 | 14 | [66 empty] | 3xRadio 4415 B66A, 3xAntenna 4pH, | EXISTING SITE 3G 850/LTE 700/ L:ABC-> INST : LTE AWS / New :DEF
274 | 0 | Lista CF | Proyecto Millicom Bolivia 3YPlan 2023 | HUN2 | Huanuni 2 | In Services | -18.2682 | -66.8627 | Rural | Huanuni | Pantaleón Dalence | Oruro | 25 | Selfsupported | Enclosure 6150 | - | 0 | 3 | 0 | 0 | 3 | 0 | 0 | 0 | 6 |  | 1 BB 6630 WL | N/A | 0 | N/A | 0 | N/A | 3 R 2219 B5 | 3 | 1 BB 6630 WL | 1 | RBS 6601 | N/A | 0 | N/A | 0 | N/A | 3 R 4478 B12A | 3 | 0 BB 6630 WL | 0 | RBS 6630 | 0 | 0 | 0 | 0 | 0 | 0 | 0 | 0 | 0 | 0 | N/A | 0 | N/A | 0 | N/A | 6 | Batch 1- Prio 1 | OK-BTJ | 3Y Plan 2024 - Bach 1 | 2024 | WL | 2024-04-18 | 16 | WL-01-Exp. LTE (F) ; | 0 | 0 | 1 | 0 | 0 | 0 |  | 1 | 6 |  | 0 | 0 | 0 | 0 | 0 | 0 | 0 | 0 | Exp. LTE (F) ; | ABC | F | 3 | 0 | 0 | Keep BB 6630 |  |  |  | WL-01 | [9 empty] | INST : LTE AWS / |  | MIC BO 3YPlan 2023_1R | 5 | 1xRadio 4415 B66A, | [37 empty] | 4 |  |  |  |  | 28 | 50 | 1 | 42 | 42 |  |  |  | SERTERO | +591 72222376 | 45369 | 45372 |  |  | Exp. E6150 |  | 26 | 3 | 29 | 46 | 50 |  |  |  |  | 0 | 0 | 0 | 0 | 0 | [56 empty] | 1xRadio 4415 B66A, | EXISTING SITE 3G 850/LTE 700/ L:ABC-> INST : LTE AWS / New :F
377 | Swap Oruro & Potosí 2021 | 0 | Proyecto Millicom Bolivia 3YPlan 2023 | 6OC | 6 de Octubre | In Services | -17.9605 | -67.1102 | 0 | - | - | Oruro | 6 | Monopolo | Enclosure 6150 | 0 | 0 | 0 | 3 | 0 | 2 | 3 | 0 | 0 | 8 |  | 1 BB 6630 GW-1 BB 6630 L | 3 R 2219 B5 | 3 | 1 BB 6630 GW | 1 | RBS 6630 | 0 2219 B5 | 0 | 0 BB 6630 GW | 2 | RBS 6630 | N/A | 0 | N/A | 2 | N/A | 2 R 4449 B5 B12A | 2 | 1 BB 6630 L | 1 | RBS 6630 | 3 R 4415 B66A | 3 | 0 BB 6630 L | 0 | RBS 6630 | N/A | 0 | N/A | 0 | N/A | N/A | 0 | N/A | 0 | N/A | 8 | Batch-2.1 |  | 3Y Plan 2024 - Bach 1 | 2024 | GWL | 2024-04-18 | 16 | -Mod. 850 (1-2-3) ; Exp. LTE (H) ; Sectorizar (DFGI) | 0 | 3 | 0 | 0 | 0 | 0 |  | 3 | 8 |  | 0 | 0 | 1 | 0 | 0 | 2 | 0 | 3 | Mod. 850 (1-2-3) ; Exp. LTE (H) ; Sectorizar (DFGI) | ABCDEF | GIH(1-2-3) | 2 | 0 | 0 | [14 empty] | INST : Mod. 850 / LTE 1900 / Sectorize AWS&1900 / |  | MIC BO 3YPlan 2023_3R_3A | 23 | 3xRadio 4415 B2/25, |  | 1xAntenna 4pH, 2xTwin Beam Antenna, | [27 empty] | 2 |  | 2 | [6 empty] | 28 |  |  |  |  | 30 | 3 | 63 | 21 |  |  |  | #N/A | +591 71369827 | [8 empty] | 0 | 14 | [66 empty] | 3xRadio 4415 B2/25, 1xAntenna 4pH, 2xTwin Beam Antenna, | EXISTING SITE MIXMODE 850/LTE 700/AWS/ L:ABCDEF-> INST : Mod. 850 / LTE 1900 / Sectorize AWS&1900 / New :GIH(1-2-3)
394 | Swap Oruro & Potosí 2021 | 0 | Proyecto Millicom Bolivia 3YPlan 2023 | CMI | Casco Minero | In Services | -17.9295 | -67.1184 | 0 | - | - | Oruro | 40 | Selfsupported | Enclosure 6150 | 0 | 0 | 0 | 3 | 0 | 0 | 0 | 0 | 3 | 6 |  | 1 BB 6630 GW | 3 R 2219 B5 | 3 | 1 BB 6630 GW | 1 | RBS 6630 | 0 2219 B5 | 0 | 0 BB 6630 GW | 2 | RBS 6630 | N/A | 0 | N/A | 2 | N/A | N/A | 0 | N/A | 0 | N/A | N/A | 0 | N/A | 0 | N/A | N/A | 0 | N/A | 0 | N/A | 3 R 4499 B2B25B66A | 3 | 1 BB 6630 L | 1 | RBS 6630 | 6 | Batch 1 Prio 3 |  | 3Y Plan 2024 - Bach 1 | 2024 | GWL | 2024-04-18 | 16 | -Mod. 850 (1-3) ; Exp. LTE (AC) ; Sectorizar (DFGI) | 0 | 0 | 0 | 0 | 1 | 0 |  | 1 | 6 |  | 0 | 0 | 0 | 0 | 2 | 2 | 0 | 4 | Mod. 850 (1-3) ; Exp. LTE (AC) ; Sectorizar (DFGI) | DEFGHI | AC(1-3) | 1 | 0 | 0 | [14 empty] | INST : Mod. 850 / LTE 700 / Sectorize AWS&1900 / |  | MIC BO 3YPlan 2023_1R_4A | 1 | 1xRadio 4478 B12A, |  | 2xAntenna 4pL4pH , 2xTwin Beam Antenna, | [29 empty] | 8 | [5 empty] | 20 | 2 |  |  | 2 |  | 70 | 1 | 59 | 59 |  |  |  | #N/A | +591 75137341 | [8 empty] | 0 | 14 | [66 empty] | 1xRadio 4478 B12A, 2xAntenna 4pL4pH , 2xTwin Beam Antenna, | EXISTING SITE MIXMODE 850/LTE AWS&1900/ L:DEFGHI-> INST : Mod. 850 / LTE 700 / Sectorize AWS&1900 / New :AC(1-3) | [12 empty] | 118 | 236
399 | Swap Oruro & Potosí 2021 | 0 | Proyecto Millicom Bolivia 3YPlan 2023 | ULL | Urb. Los Lirios | In Services | -17.9897 | -67.1225 | 0 | - | - | Oruro | 40 | Selfsupported | Enclosure 6150 | 0 | 0 | 0 | 3 | 0 | 2 | 2 | 1 | 0 | 8 |  | 1 BB 6630 GW-1 BB 6630 L | 3 R 2219 B5 | 3 | 1 BB 6630 GW | 1 | RBS 6630 | 0 2219 B5 | 0 | 0 BB 6630 GW | 2 | RBS 6630 | N/A | 0 | N/A | 2 | N/A | 2 R 4449 B5 B12A | 2 | 1 BB 6630 L | 1 | RBS 6630 | 1 R 4415 B66A ; 1 R 4499 B2B25B66A | 2 | 0 BB 6630 L | 0 | RBS 6630 | 1 R 4499 B2B25B66A | 1 | 0 BB 6630 L | 0 | N/A | N/A | 0 | N/A | 0 | RBS 6630 | 8 | Batch 1 Prio 3 |  | 3Y Plan 2024 - Bach 1 | 2024 | GWL | 2024-04-18 | 16 | -Mod. 850 (2) ; Exp. LTE (F) ; MIMO4 LTE (I) ; Sectorizar (EH) | 0 | 0 | 0 | 0 | 0 | 0 |  | 0 | 8 |  | 0 | 0 | 0 | 0 | 0 | 1 | 0 | 1 | Mod. 850 (2) ; Exp. LTE (F) ; MIMO4 LTE (I) ; Sectorizar (EH) | ABCDEGHI | F(2) | 1 | 0 | 0 | [14 empty] | INST : Mod. 850 / LTE AWS / Sectorize AWS&1900 / |  | MIC BO 3YPlan 2023_1A | 3 |  |  | 1xTwin Beam Antenna, | [27 empty] | 0 |  | 0 |  |  |  | 4 |  | 10 |  |  |  | 4 |  | 70 | 0 | 0 | 59 |  |  |  | #N/A | +591 75137341 | [8 empty] | 0 | 14 | [66 empty] | 1xTwin Beam Antenna, | EXISTING SITE MIXMODE 850/LTE 700/AWS/LTE 1900/ L:ABCDEGHI-> INST : Mod. 850 / LTE AWS / Sectorize AWS&1900 / New :F(2) | [12 empty] | 118 | 236
515 | Swap Oruro & Potosí 2021 | 0 | Proyecto Millicom Bolivia 3YPlan 2023 | CIQ | Calle Iquique | In Services | -17.9694 | -67.1005 | 0 | - | - | Oruro | 6 | Monopolo | Enclosure 6150 | 0 | 0 | 0 | 3 | 0 | 2 | 0 | 0 | 2 | 7 |  | 1 BB 6630 GWL | 3 R 2219 B5 | 3 | 1 BB 6630 GWL | 1 | RBS 6630 | 0 2219 B5 | 0 | 0 BB 6630 GWL | 1 | RBS 6630 | N/A | 0 | N/A | 1 | N/A | 2 R 4449 B5 B12A | 2 | 0 BB 6630 GWL | 0 | RBS 6630 | N/A | 0 | N/A | 0 | N/A | N/A | 0 | N/A | 0 | N/A | 2 R 4499 B2B25B66A | 2 | 0 BB 6630 GWL | 0 | RBS 6630 | 7 | Batch 1 Prio 3 |  | 3Y Plan 2024 - Bach 1 | 2024 | GWL | 2024-04-18 | 16 | -Mod. 850 (1-2) ; Exp. LTE (F) ; Sectorizar (DEGH) | 0 | 0 | 1 | 0 | 0 | 0 |  | 1 | 7 |  | 0 | 0 | 1 | 0 | 0 | 2 | 0 | 3 | Mod. 850 (1-2) ; Exp. LTE (F) ; Sectorizar (DEGH) | ABCDEGH | F(1-2) | 2 | 0 | 0 | [14 empty] | INST : Mod. 850 / LTE AWS / Sectorize AWS&1900 / |  | MIC BO 3YPlan 2023_1R_3A | 2 | 1xRadio 4415 B66A, |  | 1xAntenna 4pH, 2xTwin Beam Antenna, | [27 empty] | 2 |  | 2 | [6 empty] | 20 |  |  |  |  | 30 | 1 | 21 | 21 |  |  |  | #N/A | +591 71369827 | [8 empty] | 0 | 14 | [66 empty] | 1xRadio 4415 B66A, 1xAntenna 4pH, 2xTwin Beam Antenna, | EXISTING SITE MIXMODE 850/LTE 700/LTE AWS&1900/ L:ABCDEGH-> INST : Mod. 850 / LTE AWS / Sectorize AWS&1900 / New :F(1-2)
193 | Swap Oruro & Potosí 2021 | 0 | Proyecto Millicom Bolivia 3YPlan 2023 | CDS | Comunidad Sora | In Services | -17.9845 | -67.0959 | 0 | - | - | Oruro | 40 | Selfsupported | Enclosure 6150 | 0 | 0 | 0 | 3 | 0 | 2 | 0 | 1 | 2 | 8 |  | 1 BB 6630 GWL | 3 R 2219 B5 | 3 | 1 BB 6630 GWL | 1 | RBS 6630 | 0 2219 B5 | 0 | 0 BB 6630 GWL | 1 | RBS 6630 | N/A | 0 | N/A | 1 | N/A | 2 R 4449 B5 B12A | 2 | 0 BB 6630 GWL | 0 | RBS 6630 | N/A | 0 | N/A | 0 | N/A | 1 R 4499 B2B25B66A | 1 | 0 BB 6630 GWL | 0 | N/A | 2 R 4499 B2B25B66A | 2 | 0 BB 6630 GWL | 0 | RBS 6630 | 8 | Batch 2 |  | #N/A | 2024 | GWL | 2024-04-24 | 17 | -Mod. 850 (1-2-3) ; AAS FDD (DFGI) ; Sectorizar (EH) | 0 | 0 | 0 | 0 | 0 | 2 |  | 2 | 8 |  | 0 | 0 | 0 | 0 | 0 | 1 | 0 | 1 | Mod. 850 (1-2-3) ; AAS FDD (DFGI) ; Sectorizar (EH) | ABCDFGHI | E(1-2-3) | 16 | 0 | 2 |  | Baseband 6651 | [12 empty] | INST : Mod. 850 / Sectorize AWS&1900 / AAS FDD AWS&1900 / |  | MIC BO 3YPlan 2023_2BB_2R_1A | 5 | 2xBaseband 6651, 2xRadio AAS B25/B66, |  | 1xTwin Beam Antenna, | [41 empty] | 70 | 2 |  | 59 |  |  |  | #N/A | +591 75137341 | [8 empty] | 0 | 14 | [66 empty] | 2xBaseband 6651, 2xRadio AAS B25/B66, 1xTwin Beam Antenna, | EXISTING SITE MIXMODE 850/LTE 700/LTE 1900/LTE AWS&1900/ L:ABCDFGHI-> INST : Mod. 850 / Sectorize AWS&1900 / AAS FDD AWS&1900 / New :E(1-2-3)
222 | Swap Oruro & Potosí 2021 | 0 | Proyecto Millicom Bolivia 3YPlan 2023 | HPL | Hotel Palace | In Services | -17.9701 | -67.1112 | 0 | - | - | Oruro | 6 | Monopolo | Enclosure 6150 | 0 | 0 | 0 | 3 | 0 | 0 | 0 | 0 | 3 | 6 |  | 1 BB 6630 GW | 3 R 2219 B5 | 3 | 1 BB 6630 GW | 1 | RBS 6630 | 0 2219 B5 | 0 | 0 BB 6630 GW | 2 | RBS 6630 | N/A | 0 | N/A | 2 | N/A | N/A | 0 | N/A | 0 | N/A | N/A | 0 | N/A | 0 | N/A | N/A | 0 | N/A | 0 | N/A | 3 R 4499 B2B25B66A | 3 | 1 BB 6630 L | 1 | RBS 6630 | 6 | Batch 2 |  | #N/A | 2024 | GWL | 2024-04-24 | 17 | -Mod. 850 (1-2-3) ; AAS FDD (DEGH) ; | 0 | 0 | 0 | 0 | 0 | 2 |  | 2 | 6 |  | 0 | 0 | 0 | 0 | 0 | 0 | 0 | 0 | Mod. 850 (1-2-3) ; AAS FDD (DEGH) ; | DEFGHI | (1-2-3) | 3 | 0 | 2 |  | Baseband 6651 | [12 empty] | INST : Mod. 850 / AAS FDD AWS&1900 / |  | MIC BO 3YPlan 2023_2BB_2R | 4 | 2xBaseband 6651, 2xRadio AAS B25/B66, | [43 empty] | 30 | 2 |  | 21 |  |  |  | #N/A | +591 75137341 | [8 empty] | 0 | 14 | [66 empty] | 2xBaseband 6651, 2xRadio AAS B25/B66, | EXISTING SITE MIXMODE 850/LTE AWS&1900/ L:DEFGHI-> INST : Mod. 850 / AAS FDD AWS&1900 / New :(1-2-3)
256 | Swap Oruro & Potosí 2021 | 0 | Proyecto Millicom Bolivia 3YPlan 2023 | SHU | Salida a Huanuni | In Services | -18.0003 | -67.0569 | 0 | - | - | Oruro | 25 | Selfsupported | Enclosure 6150 | 0 | 0 | 3 | 0 | 0 | 2 | 0 | 0 | 0 | 5 |  | 1 BB 6630 WL | N/A | 0 | N/A | 0 | N/A | 3 R 2219 B5 | 3 | 1 BB 6630 WL | 1 | RBS 6630 | N/A | 0 | N/A | 1 | N/A | 2 R 4449 B5 B12A | 2 | 0 BB 6630 WL | 0 | RBS 6630 | N/A | 0 | N/A | 0 | N/A | N/A | 0 | N/A | 0 | N/A | N/A | 0 | N/A | 0 | N/A | 5 | Batch 1 Prio 3 |  | 3Y Plan 2024 - Bach 1 | 2024 | WL | 2024-04-24 | 17 | -Exp. LTE (DEF) ; | 0 | 0 | 3 | 0 | 0 | 0 |  | 3 | 5 |  | 0 | 0 | 3 | 0 | 0 | 0 | 0 | 3 | Exp. LTE (DEF) ; | ABC | DEF | 28 | 0 | 0 | [14 empty] | INST : LTE AWS / |  | MIC BO 3YPlan 2023_3R_3A | 23 | 3xRadio 4415 B66A, |  | 3xAntenna 4pH, | [27 empty] | 12 | [7 empty] | 12 | [5 empty] | 50 | 3 | 126 | 42 |  |  |  | #N/A | +591 75137341 | [8 empty] | 0 | 14 | [66 empty] | 3xRadio 4415 B66A, 3xAntenna 4pH, | EXISTING SITE 3G 850/LTE 700/ L:ABC-> INST : LTE AWS / New :DEF
294 | Swap Oruro & Potosí 2021 | 0 | Proyecto Millicom Bolivia 3YPlan 2023 | HJ2 | Huajara II | In Services | -17.937 | -67.0936 | 0 | - | - | Oruro | 40 | Selfsupported | Enclosure 6150 | 0 | 0 | 0 | 3 | 0 | 2 | 1 | 0 | 2 | 8 |  | 1 BB 6630 GW-1 BB 6630 L | 3 R 2219 B5 | 3 | 1 BB 6630 GW | 1 | RBS 6630 | 0 2219 B5 | 0 | 0 BB 6630 GW | 2 | RBS 6630 | N/A | 0 | N/A | 2 | N/A | 2 R 4449 B5 B12A | 2 | 1 BB 6630 L | 1 | RBS 6630 | 1 R 4499 B2B25B66A | 1 | 0 BB 6630 L | 0 | N/A | N/A | 0 | N/A | 0 | N/A | 2 R 4499 B2B25B66A | 2 | 0 BB 6630 L | 0 | RBS 6630 | 8 | Batch 2 |  | #N/A | 2024 | GWL | 2024-04-24 | 17 | -Mod. 850 (1-2-3) ; AAS FDD (DG) ; Sectorizar (EFHI) | 0 | 0 | 0 | 0 | 0 | 1 |  | 1 | 8 |  | 0 | 0 | 0 | 0 | 0 | 2 | 0 | 2 | Mod. 850 (1-2-3) ; AAS FDD (DG) ; Sectorizar (EFHI) | ABCDEFGH | I(1-2-3) | 9 | 0 | 1 |  | Baseband 6651 | [12 empty] | INST : Mod. 850 / Sectorize AWS&1900 / AAS FDD AWS&1900 / |  | MIC BO 3YPlan 2023_1BB_1R_2A | 4 | 1xBaseband 6651, 1xRadio AAS B25/B66, |  | 2xTwin Beam Antenna, | [41 empty] | 70 | 1 |  | 59 |  |  |  | #N/A | +591 71369827 | [8 empty] | 0 | 14 | [66 empty] | 1xBaseband 6651, 1xRadio AAS B25/B66, 2xTwin Beam Antenna, | EXISTING SITE MIXMODE 850/LTE 700/AWS/LTE AWS&1900/ L:ABCDEFGH-> INST : Mod. 850 / Sectorize AWS&1900 / AAS FDD AWS&1900 / New :I(1-2-3)
309 | Swap Oruro & Potosí 2021 | 0 | Proyecto Millicom Bolivia 3YPlan 2023 | ORU1 | Centro | In Services | -17.9703 | -67.1152 | 0 | - | - | Oruro | 10 | Selfsupported | Enclosure 6150 | 0 | 0 | 0 | 3 | 0 | 2 | 0 | 0 | 3 | 8 |  | 1 BB 6630 GW-1 BB 6630 L | 3 R 2219 B5 | 3 | 1 BB 6630 GW | 1 | RBS 6630 | 0 2219 B5 | 0 | 0 BB 6630 GW | 2 | RBS 6630 | N/A | 0 | N/A | 2 | N/A | 2 R 4449 B5 B12A | 2 | 1 BB 6630 L | 1 | RBS 6630 | N/A | 0 | N/A | 0 | N/A | N/A | 0 | N/A | 0 | N/A | 3 R 4499 B2B25B66A | 3 | 0 BB 6630 L | 0 | RBS 6630 | 8 | Batch 2 |  | #N/A | 2024 | GWL | 2024-04-24 | 17 | -Mod. 850 (1-2-3) ; AAS FDD (DFGI) ; Sectorizar (EH) | 0 | 0 | 0 | 0 | 0 | 2 |  | 2 | 8 |  | 0 | 0 | 0 | 0 | 0 | 1 | 0 | 1 | Mod. 850 (1-2-3) ; AAS FDD (DFGI) ; Sectorizar (EH) | ABCDEFGHI | (1-2-3) | 16 | 0 | 2 |  | Baseband 6651 | [12 empty] | INST : Mod. 850 / Sectorize AWS&1900 / AAS FDD AWS&1900 / |  | MIC BO 3YPlan 2023_2BB_2R_1A | 5 | 2xBaseband 6651, 2xRadio AAS B25/B66, |  | 1xTwin Beam Antenna, | [41 empty] | 30 | 2 |  | 25 |  |  |  | #N/A | +591 75137341 | [8 empty] | 0 | 14 | [66 empty] | 2xBaseband 6651, 2xRadio AAS B25/B66, 1xTwin Beam Antenna, | EXISTING SITE MIXMODE 850/LTE 700/LTE AWS&1900/ L:ABCDEFGHI-> INST : Mod. 850 / Sectorize AWS&1900 / AAS FDD AWS&1900 / New :(1-2-3)
397 | Swap Oruro & Potosí 2021 | 0 | Proyecto Millicom Bolivia 3YPlan 2023 | TRE2 | Estación de Trenes II | In Services | -17.9736 | -67.1071 | 0 | - | - | Oruro | 6 | Monopolo | Enclosure 6150 | 0 | 0 | 3 | 0 | 0 | 0 | 0 | 0 | 3 | 6 |  | 1 BB 6630 W | N/A | 0 | N/A | 0 | N/A | 3 R 2219 B5 | 3 | 1 BB 6630 W | 2 | RBS 6630 | N/A | 0 | N/A | 2 | N/A | N/A | 0 | N/A | 0 | N/A | N/A | 0 | N/A | 0 | N/A | N/A | 0 | N/A | 0 | N/A | 3 R 4499 B2B25B66A | 3 | 1 BB 6630 L | 1 | RBS 6630 | 6 | Batch 2 |  | #N/A | 2024 | WL | 2024-04-24 | 17 | -Mod. 850 (1-2-3) ; Exp. LTE (B) ; AAS FDD (FI) ; Sectorizar (DEGH) | 0 | 0 | 0 | 0 | 1 | 1 |  | 2 | 6 |  | 0 | 0 | 0 | 1 | 0 | 2 | 0 | 3 | Mod. 850 (1-2-3) ; Exp. LTE (B) ; AAS FDD (FI) ; Sectorizar (DEGH) | DEFGHI | B(1-2-3) | 1 | 0 | 1 |  | Baseband 6651 | [12 empty] | INST : Mod. 850 / LTE 700 / Sectorize AWS&1900 / AAS FDD AWS&1900 / |  | MIC BO 3YPlan 2023_1BB_2R_3A | 5 | 1xBaseband 6651, 1xRadio 4478 B12A, 1xRadio AAS B25/B66, |  | 1xAntenna 4pL, 2xTwin Beam Antenna, | [41 empty] | 30 | 2 |  | 21 |  |  |  | #N/A | +591 71369827 | [8 empty] | 0 | 14 | [66 empty] | 1xBaseband 6651, 1xRadio 4478 B12A, 1xRadio AAS B25/B66, 1xAntenna 4pL, 2xTwin Beam Antenna, | EXISTING SITE 3G 850/LTE AWS&1900/ L:DEFGHI-> INST : Mod. 850 / LTE 700 / Sectorize AWS&1900 / AAS FDD AWS&1900 / New :B(1-2-3)
405 | Swap Oruro & Potosí 2021 | 0 | Proyecto Millicom Bolivia 3YPlan 2023 | MBO | Mercado Bolivar | In Services | -17.9687 | -67.1057 | 0 | - | - | Oruro | 6 | Monopolo | Enclosure 6150 | 0 | 0 | 0 | 3 | 0 | 0 | 0 | 0 | 3 | 6 |  | 1 BB 6630 GW | 3 R 2219 B5 | 3 | 1 BB 6630 GW | 1 | RBS 6630 | 0 2219 B5 | 0 | 0 BB 6630 GW | 2 | RBS 6630 | N/A | 0 | N/A | 2 | N/A | N/A | 0 | N/A | 0 | N/A | N/A | 0 | N/A | 0 | N/A | N/A | 0 | N/A | 0 | N/A | 3 R 4499 B2B25B66A | 3 | 1 BB 6630 L | 1 | RBS 6630 | 6 | Batch 2 |  | #N/A | 2024 | GWL | 2024-04-24 | 17 | -Mod. 850 (1-2) ; Exp. LTE (C) ; AAS FDD (EH) ; Sectorizar (DG) | 0 | 0 | 0 | 0 | 1 | 1 |  | 2 | 6 |  | 0 | 0 | 0 | 1 | 0 | 1 | 0 | 2 | Mod. 850 (1-2) ; Exp. LTE (C) ; AAS FDD (EH) ; Sectorizar (DG) | DEFGHI | C(1-2) | 1 | 0 | 1 |  | Baseband 6651 | [12 empty] | INST : Mod. 850 / LTE 700 / Sectorize AWS&1900 / AAS FDD AWS&1900 / |  | MIC BO 3YPlan 2023_1BB_2R_2A | 33 | 1xBaseband 6651, 1xRadio 4478 B12A, 1xRadio AAS B25/B66, |  | 1xAntenna 4pL, 1xTwin Beam Antenna, | [41 empty] | 30 | 2 |  | 21 |  |  |  | #N/A | +591 71369827 | [8 empty] | 0 | 14 | [66 empty] | 1xBaseband 6651, 1xRadio 4478 B12A, 1xRadio AAS B25/B66, 1xAntenna 4pL, 1xTwin Beam Antenna, | EXISTING SITE MIXMODE 850/LTE AWS&1900/ L:DEFGHI-> INST : Mod. 850 / LTE 700 / Sectorize AWS&1900 / AAS FDD AWS&1900 / New :C(1-2)
500 | Swap Oruro & Potosí 2021 | 0 | Proyecto Millicom Bolivia 3YPlan 2023 | JBE | Estadio Jesus Bermudez | In Services | -17.9477 | -67.1101 | 0 | - | - | Oruro | 6 | Monopolo | Enclosure 6150 | 0 | 0 | 0 | 3 | 0 | 2 | 0 | 0 | 3 | 8 |  | 1 BB 6630 GWL | 3 R 2219 B5 | 3 | 1 BB 6630 GWL | 1 | RBS 6630 | 0 2219 B5 | 0 | 0 BB 6630 GWL | 1 | RBS 6630 | N/A | 0 | N/A | 1 | N/A | 2 R 4449 B5 B12A | 2 | 0 BB 6630 GWL | 0 | RBS 6630 | N/A | 0 | N/A | 0 | N/A | N/A | 0 | N/A | 0 | N/A | 3 R 4499 B2B25B66A | 3 | 0 BB 6630 GWL | 0 | RBS 6630 | 8 | Batch 2 |  | #N/A | 2024 | GWL | 2024-04-24 | 17 | -Mod. 850 (1-2-3) ; AAS FDD (EH) ; Sectorizar (DFGI) | 0 | 0 | 0 | 0 | 0 | 1 |  | 1 | 8 |  | 0 | 0 | 0 | 0 | 0 | 2 | 0 | 2 | Mod. 850 (1-2-3) ; AAS FDD (EH) ; Sectorizar (DFGI) | ABCDEFGHI | (1-2-3) | 9 | 0 | 1 |  | Baseband 6651 | [12 empty] | INST : Mod. 850 / Sectorize AWS&1900 / AAS FDD AWS&1900 / |  | MIC BO 3YPlan 2023_1BB_1R_2A | 4 | 1xBaseband 6651, 1xRadio AAS B25/B66, |  | 2xTwin Beam Antenna, | [41 empty] | 30 | 1 |  | 21 |  |  |  | #N/A | +591 75137341 | [8 empty] | 0 | 14 | [66 empty] | 1xBaseband 6651, 1xRadio AAS B25/B66, 2xTwin Beam Antenna, | EXISTING SITE MIXMODE 850/LTE 700/LTE AWS&1900/ L:ABCDEFGHI-> INST : Mod. 850 / Sectorize AWS&1900 / AAS FDD AWS&1900 / New :(1-2-3)
518 | Swap Oruro & Potosí 2021 | 0 | Proyecto Millicom Bolivia 3YPlan 2023 | HUN | Huanuni | In Services | -18.2919 | -66.8412 | 0 | - | - | Oruro | 60 | Selfsupported | Enclosure 6150 | 0 | 0 | 0 | 3 | 0 | 2 | 0 | 0 | 3 | 8 |  | 1 BB 6630 GWL | 3 R 2219 B5 | 3 | 1 BB 6630 GWL | 1 | RBS 6630 | 0 2219 B5 | 0 | 0 BB 6630 GWL | 1 | RBS 6630 | N/A | 0 | N/A | 1 | N/A | 2 R 4478 B12A | 2 | 0 BB 6630 GWL | 0 | RBS 6630 | N/A | 0 | N/A | 0 | N/A | N/A | 0 | N/A | 0 | N/A | 3 R 4499 B2B25B66A | 3 | 0 BB 6630 L | 0 | RBS 6630 | 8 | 0 |  | #N/A | 2025 | GWL | 2024-04-24 | 17 | -Mod. 850 (1-2-3) ; AAS FDD (DEFGHI) ; | 0 | 0 | 0 | 0 | 0 | 3 |  | 3 | 8 |  | 0 | 0 | 0 | 0 | 0 | 0 | 0 | 0 | Mod. 850 (1-2-3) ; AAS FDD (DEFGHI) ; | ABCDEFGHI | (1-2-3) | 26 | 0 | 2 |  | Baseband 6651 | [12 empty] | INST : Mod. 850 / AAS FDD AWS&1900 / |  | MIC BO 3YPlan 2023_2BB_3R | 6 | 2xBaseband 6651, 3xRadio AAS B25/B66, | [43 empty] | 100 | 3 |  | 81 |  |  |  | #N/A | +591 71369827 | [8 empty] | 0 | 14 | [66 empty] | 2xBaseband 6651, 3xRadio AAS B25/B66, | EXISTING SITE MIXMODE 850/LTE 700/LTE AWS&1900/ L:ABCDEFGHI-> INST : Mod. 850 / AAS FDD AWS&1900 / New :(1-2-3)
203 | 0 | RO 2022 Capacity H2 | Proyecto Millicom Bolivia 3YPlan 2023 | ZOO | Zoologico | In Services | -17.7628 | -63.1908 | Urban | Santa Cruz de la Sierra | Andres Ibanez | Santa Cruz | 25 | Selfsupported | RBS6101 | - | 3 | 3 | 0 | 0 | 0 | 1 | 0 | 2 | 9 |  | 1 DUG 20 01-1 DUW3101-1 BB 5212 L | 3 RRU 01 B5 | 3 | 1 DUG 20 01 | 1 | RBS6101 | 3 RRUS01B5 W | 3 | 1 DUW3101 | 1 | RBS 6101 | N/A | 0 | NA | 0 | N/A | N/A | 0 | N/A | 0 | N/A | 1 RRUS 32 B4 | 1 | 1 BB 5212 L | 1 | RBS6101 | N/A | 0 | N/A | 0 | N/A | 2 R 4499 B2B25B66A | 2 | 0 BB 5212 L | 0 | RBS6101 | 9 | Batch 1 Prio 3 |  | 3Y Plan 2024 - Bach 1 | 2024 | GWL | 2024-04-29 | 18 | -Mod. 850 (1-3) ; Exp. LTE (ACH) ; Sectorizar (DFGI) | 2 | 1 | 0 | 0 | 1 | 0 |  | 4 | 9 |  | 0 | 0 | 1 | 0 | 2 | 2 | 0 | 5 | Mod. 850 (1-3) ; Exp. LTE (ACH) ; Sectorizar (DFGI) | DEFGI | ACH(1-3) | 1 | 1 | 0 | Baseband 6631 | [13 empty] | INST : Mod. 850 / LTE 700 / LTE 1900 / Sectorize AWS&1900 / |  | MIC BO 3YPlan 2023_1BB_4R_5A | 3 | 1xBaseband 6631, 2xRadio 2219 B5, 1xRadio 4415 B2/25, 1xRadio 4478 B12A, |  | 1xAntenna 4pH, 2xAntenna 4pL4pH , 2xTwin Beam Antenna, | [29 empty] | 8 |  |  |  | 8 |  | 18 | 2 |  |  |  |  | 50 | 4 | 168 | 42 |  |  |  | #N/A | +591 71369827 | [8 empty] | 0 | 14 | [66 empty] | 1xBaseband 6631, 2xRadio 2219 B5, 1xRadio 4415 B2/25, 1xRadio 4478 B12A, 1xAntenna 4pH, 2xAntenna 4pL4pH , 2xTwin Beam Antenna, | EXISTING SITE 2G/3G 850/AWS/LTE AWS&1900/ L:DEFGI-> INST : Mod. 850 / LTE 700 / LTE 1900 / Sectorize AWS&1900 / New :ACH(1-3)
257 | Swap Oruro & Potosí 2021 | 0 | Proyecto Millicom Bolivia 3YPlan 2023 | PLA | Plahipo | In Services | -19.6372 | -65.7218 | 0 | - | - | Potosi | 60 | Selfsupported | Enclosure 6150 | 0 | 0 | 0 | 3 | 0 | 2 | 0 | 0 | 0 | 5 |  | 1 BB 6630 GWL | 3 R 2219 B5 | 3 | 1 BB 6630 GWL | 1 | RBS 6630 | 0 2219 B5 | 0 | 0 BB 6630 GWL | 1 | RBS 6630 | N/A | 0 | N/A | 1 | N/A | 2 R 4478 B12A | 2 | 0 BB 6630 GWL | 0 | RBS 6630 | N/A | 0 | N/A | 0 | N/A | N/A | 0 | N/A | 0 | N/A | N/A | 0 | N/A | 0 | N/A | 5 | Batch 1- Prio 1 | OK-BTJ | 3Y Plan 2024 - Bach 1 | 2024 | GWL | 2024-04-29 | 18 | WL-01-Exp. LTE (EF) ; | 0 | 0 | 2 | 0 | 0 | 0 |  | 2 | 5 |  | 0 | 0 | 2 | 0 | 0 | 0 | 0 | 2 | Exp. LTE (EF) ; | ABC | EF | 9 | 0 | 0 | Keep BB 6630 |  |  |  | WL-01 | [9 empty] | INST : LTE AWS / |  | MIC BO 3YPlan 2023_2R_2A | 11 | 2xRadio 4415 B66A, |  | 2xAntenna 4pH, | [35 empty] | 8 |  |  |  |  | 29 | 100 | 2 | 162 | 81 |  |  |  | SERTERO | +591 72222376 | 2024-03-18 | 2024-03-21 |  |  | Exp. E6150 |  | 63 | 4 | 67 | 89 | 100 |  |  |  |  | 0 | 0 | 0 | 0 | 0 | [56 empty] | 2xRadio 4415 B66A, 2xAntenna 4pH, | EXISTING SITE MIXMODE 850/LTE 700/ L:ABC-> INST : LTE AWS / New :EF
259 | Swap Oruro & Potosí 2021 | 0 | Proyecto Millicom Bolivia 3YPlan 2023 | PDP | Polideportivo Potosi | In Services | -19.5916 | -65.7417 | 0 | - | - | Potosi | 25 | Selfsupported | Enclosure 6150 | 0 | 0 | 0 | 3 | 0 | 2 | 0 | 0 | 0 | 5 |  | 1 BB 6630 GW-1 BB 6630 L | 3 R 2219 B5 | 3 | 1 BB 6630 GW | 1 | RBS 6630 | 0 2219 B5 | 0 | 0 BB 6630 GW | 2 | RBS 6630 | N/A | 0 | N/A | 2 | N/A | 2 R 4478 B12A | 2 | 1 BB 6630 L | 1 | RBS 6630 | N/A | 0 | N/A | 0 | N/A | N/A | 0 | N/A | 0 | N/A | N/A | 0 | N/A | 0 | N/A | 5 | Batch 1 Prio 3 |  | 3Y Plan 2024 - Bach 1 | 2024 | GWL | 2024-04-29 | 18 | -Exp. LTE (DEF) ; | 0 | 0 | 3 | 0 | 0 | 0 |  | 3 | 5 |  | 0 | 0 | 3 | 0 | 0 | 0 | 0 | 3 | Exp. LTE (DEF) ; | ABC | DEF | 28 | 0 | 0 | [14 empty] | INST : LTE AWS / |  | MIC BO 3YPlan 2023_3R_3A | 23 | 3xRadio 4415 B66A, |  | 3xAntenna 4pH, | [27 empty] | 6 |  | 6 | [5 empty] | 12 | [5 empty] | 50 | 3 | 126 | 42 |  |  |  | #N/A | +591 75137341 | [8 empty] | 0 | 14 | [66 empty] | 3xRadio 4415 B66A, 3xAntenna 4pH, | EXISTING SITE MIXMODE 850/LTE 700/ L:ABC-> INST : LTE AWS / New :DEF
263 | RO 2022 H1 New Sites | 0 | Proyecto Millicom Bolivia 3YPlan 2023 | POK | PariOrko | In Services | -19.5895 | -65.7628 | Urban | Tomás Frias | Villa Imperial | Potosi | 8 | Monopolo | Enclosure 6150 | - | 0 | 3 | 0 | 0 | 2 | 0 | 0 | 0 | 5 |  | 1 BB 6630 WL | N/A | 0 | N/A | 0 | N/A | 3 R 2219 B5 | 3 | 1 BB 6630 WL | 1 | RBS 6630 | N/A | 0 | N/A | 0 | N/A | 2 R 4478 B12A | 2 | 0 BB 6630 WL | 0 | RBS 6630 | N/A | 0 | N/A | 0 | N/A | N/A | 0 | N/A | 0 | N/A | N/A | 0 | N/A | 0 | N/A | 5 | Batch 1- Prio 2 |  | 3Y Plan 2024 - Bach 1 | 2024 | WL | 2024-04-29 | 18 | -Exp. LTE (DEF) ; | 0 | 0 | 3 | 0 | 0 | 0 |  | 3 | 5 | 3 | 0 | 0 | 0 | 0 | 0 | 0 | 0 | 0 | Exp. LTE (DEF) ; | ABC | DEF | 28 | 1 | 0 | Baseband 6631 | [13 empty] | INST : LTE AWS / |  | MIC BO 3YPlan 2023_1BB_3R | 7 | 1xBaseband 6631, 3xRadio 4415 B66A, | [29 empty] | 6 |  | 6 | [6 empty] | 12 |  |  |  |  | 30 | 3 | 69 | 23 |  |  |  | SERTERO | +591 71369827 | [8 empty] | 0 | 14 | [66 empty] | 1xBaseband 6631, 3xRadio 4415 B66A, | EXISTING SITE 3G 850/LTE 700/ L:ABC-> INST : LTE AWS / New :DEF
269 | 0 | Lista CF | Proyecto Millicom Bolivia 3YPlan 2023 | LLA2 | Llallagua 2 | In Services | -18.4156 | -66.5803 | Rural | Llallagua | Rafael Bustillo | Potosi | 35 | Selfsupported | Enclosure 6150 | - | 0 | 3 | 0 | 0 | 2 | 0 | 0 | 0 | 5 |  | 1 BB 6630 WL | N/A | 0 | N/A | 0 | N/A | 3 R 2219 B5 W | 3 | 1 BB 6630 WL | 1 | RBS 6630 | N/A | 0 | N/A | 0 | N/A | 2 R 4478 B12A | 2 | 0 BB 6630 WL | 0 | RBS 6630 | N/A | 0 | N/A | 0 | N/A | N/A | 0 | N/A | 0 | N/A | N/A | 0 | N/A | 0 | N/A | 5 | Batch 1- Prio 2 |  | 3Y Plan 2024 - Bach 1 | 2024 | WL | 2024-04-29 | 18 | -Exp. LTE (DE) ; | 0 | 0 | 2 | 0 | 0 | 0 |  | 2 | 5 | 2 | 0 | 0 | 0 | 0 | 0 | 0 | 0 | 0 | Exp. LTE (DE) ; | ABC | DE | 4 | 1 | 0 | Baseband 6631 | [13 empty] | INST : LTE AWS / |  | MIC BO 3YPlan 2023_1BB_2R | 6 | 1xBaseband 6631, 2xRadio 4415 B66A, | [37 empty] | 8 | [5 empty] | 70 | 2 | 106 | 53 |  |  |  | SERTERO | +591 75137341 | [8 empty] | 0 | 14 | [66 empty] | 1xBaseband 6631, 2xRadio 4415 B66A, | EXISTING SITE 3G 850/LTE 700/ L:ABC-> INST : LTE AWS / New :DE
271 | 0 | Lista CF | Proyecto Millicom Bolivia 3YPlan 2023 | LLCH | Las Lecherias | In Services | -19.5599 | -65.755 | Urban | Potosi | Tomás Frías | Potosi | 6 | Monopolo | Enclosure 6150 | - | 0 | 3 | 0 | 0 | 2 | 0 | 0 | 0 | 5 |  | 1 BB 5212 W-1 BB 5212 L | N/A | 0 | N/A | 0 | N/A | 3 R 2219 B5 W | 3 | 1 BB 5212 W | 1 | RBS 6601 | N/A | 0 | N/A | 0 | N/A | 2 R 4478 B12A | 2 | 1 BB 5212 L | 1 | RBS 6601 | N/A | 0 | N/A | 0 | N/A | N/A | 0 | N/A | 0 | N/A | N/A | 0 | N/A | 0 | N/A | 5 | Batch 1- Prio 2 |  | 3Y Plan 2024 - Bach 1 | 2024 | WL | 2024-04-29 | 18 | -Exp. LTE (EF) ; | 0 | 0 | 2 | 0 | 0 | 0 |  | 2 | 5 | 2 | 0 | 0 | 0 | 0 | 0 | 0 | 0 | 0 | Exp. LTE (EF) ; | ABC | EF | 9 | 1 | 0 | Baseband 6631 | [13 empty] | INST : LTE AWS / |  | MIC BO 3YPlan 2023_1BB_2R | 6 | 1xBaseband 6631, 2xRadio 4415 B66A, | [29 empty] | 4 |  | 4 | [6 empty] | 8 |  |  |  |  | 30 | 2 | 42 | 21 |  |  |  | SERTERO | +591 75137341 | [8 empty] | 0 | 14 | [66 empty] | 1xBaseband 6631, 2xRadio 4415 B66A, | EXISTING SITE 3G 850/LTE 700/ L:ABC-> INST : LTE AWS / New :EF
505 | High Load Cells_Only F1 | 0 | Proyecto Millicom Bolivia 3YPlan 2023 | VSZ | Valle Sanchez | In Services | -17.6542 | -63.1805 | Urban | Warnes | Warnes | Santa Cruz | 40 | Selfsupported | RBS6101 | Verificar | 3 | 3 | 0 | 0 | 3 | 3 | 0 | 0 | 12 |  | 1 DUG 20 01-1 DUW3101-1 DUS 31 01 | 3 RRUS 01 B5 G | 3 | 1 DUG 20 01 | 1 | RBS 6101 | 3 RRU 01 B5 W | 3 | 1 DUW3101 | 1 | RBS 6101 | N/A | 0 | N/A | 0 | N/A | 3 RRUS 11 B12 | 3 | 1 DUS 31 01 | 1 | RBS6101 | 3 RRU 11 B4 | 3 | 0 DUS 31 02 | 0 | RBS6101 | N/A | 0 | N/A | 0 | N/A | 0 | 0 | 0 | 0 | 0 | 12 | Batch 1_Prio 4 |  | 3Y Plan 2024 - Bach 1 | 2024 | GWL | 2024-04-29 | 18 | -Mod. 850 (3) ; Exp. LTE (G) ; Sectorizar (FI) | 1 | 2 | 0 | 0 | 0 | 0 |  | 3 | 12 |  | 0 | 0 | 1 | 0 | 0 | 1 | 0 | 2 | Mod. 850 (3) ; Exp. LTE (G) ; Sectorizar (FI) | ABCDEF | IG(3) | 2 | 1 | 0 | Baseband 6631 | [13 empty] | INST : Mod. 850 / LTE 1900 / Sectorize AWS&1900 / |  | MIC BO 3YPlan 2023_1BB_3R_2A | 6 | 1xBaseband 6631, 1xRadio 2219 B5, 2xRadio 4415 B2/25, |  | 1xAntenna 4pH, 1xTwin Beam Antenna, | [33 empty] | 4 |  | 12 | [5 empty] | 70 | 3 | 177 | 59 |  |  |  | #N/A | +591 71369827 | [8 empty] | 0 | 14 | [66 empty] | 1xBaseband 6631, 1xRadio 2219 B5, 2xRadio 4415 B2/25, 1xAntenna 4pH, 1xTwin Beam Antenna, | EXISTING SITE 2G/3G 850/LTE 700/AWS/ L:ABCDEF-> INST : Mod. 850 / LTE 1900 / Sectorize AWS&1900 / New :IG(3)
516 | Swap Oruro & Potosí 2021 | 0 | Proyecto Millicom Bolivia 3YPlan 2023 | CPT | Central | In Services | -19.5823 | -65.7541 | 0 | - | - | Potosi | 10 | Selfsupported | Enclosure 6150 | 0 | 0 | 0 | 3 | 0 | 2 | 0 | 1 | 2 | 8 |  | 1 BB 6630 GWL | 3 R 2219 B5 | 3 | 1 BB 6630 GWL | 1 | RBS 6630 | 0 2219 B5 | 0 | 0 BB 6630 GWL | 1 | RBS 6630 | N/A | 0 | N/A | 1 | N/A | 2 R 4478 B12A | 2 | 0 BB 6630 GWL | 0 | RBS 6630 | N/A | 0 | N/A | 0 | N/A | 1 R 4499 B2B25B66A | 1 | 0 BB 6630 GWL | 0 | N/A | 2 R 4499 B2B25B66A | 2 | 0 BB 6630 GWL | 0 | RBS 6630 | 8 | Batch 2 |  | #N/A | 2024 | GWL | 2024-04-29 | 18 | -Mod. 850 (3) ; Exp. LTE (E) ; AAS FDD (FI) ; | 0 | 0 | 0 | 0 | 0 | 1 |  | 1 | 8 |  | 0 | 0 | 0 | 0 | 0 | 0 | 0 | 0 | Mod. 850 (3) ; Exp. LTE (E) ; AAS FDD (FI) ; | ABCDFGHI | E(3) | 1 | 0 | 1 |  | Baseband 6651 | [12 empty] | INST : Mod. 850 / LTE AWS / AAS FDD AWS&1900 / |  | MIC BO 3YPlan 2023_1BB_1R | 11 | 1xBaseband 6651, 1xRadio AAS B25/B66, | [43 empty] | 30 | 1 |  | 25 |  |  |  | #N/A | +591 71369827 | [8 empty] | 0 | 14 | [66 empty] | 1xBaseband 6651, 1xRadio AAS B25/B66, | EXISTING SITE MIXMODE 850/LTE 700/LTE 1900/LTE AWS&1900/ L:ABCDFGHI-> INST : Mod. 850 / LTE AWS / AAS FDD AWS&1900 / New :E(3)
524 | Swap Oruro & Potosí 2021 | 0 | Proyecto Millicom Bolivia 3YPlan 2023 | MYO | 1ro. Mayo | In Services | -17.9589 | -67.0959 | 0 | - | - | Oruro | 40 | Selfsupported | Enclosure 6150 | 0 | 0 | 0 | 3 | 0 | 2 | 0 | 1 | 2 | 8 |  | 1 BB 6630 GWL | 3 R 2219 B5 | 3 | 1 BB 6630 GWL | 1 | RBS 6630 | 0 2219 B5 | 0 | 0 BB 6630 GWL | 1 | RBS 6630 | N/A | 0 | N/A | 1 | N/A | 2 R 4449 B5 B12A | 2 | 0 BB 6630 GWL | 0 | RBS 6630 | N/A | 0 | N/A | 0 | N/A | 1 R 4415 B2 B25 | 1 | 0 BB 6630 GWL | 0 | RBS 6630 | 2 R 4499 B2B25B66A | 2 | 0 BB 6630 GWL | 0 | RBS 6630 | 8 | 0 |  | #N/A | 2025 | GWL | 2024-04-29 | 18 | -Mod. 850 (1-3) ; AAS FDD (DFGI) ; | 0 | 0 | 0 | 0 | 0 | 2 |  | 2 | 8 |  | 0 | 0 | 0 | 0 | 0 | 0 | 0 | 0 | Mod. 850 (1-3) ; AAS FDD (DFGI) ; | ABCDFGHI | (1-3) | 3 | 0 | 2 |  | Baseband 6651 | [12 empty] | INST : Mod. 850 / AAS FDD AWS&1900 / |  | MIC BO 3YPlan 2023_2BB_2R | 4 | 2xBaseband 6651, 2xRadio AAS B25/B66, | [43 empty] | 70 | 2 |  | 59 |  |  |  | #N/A | +591 75137341 | [8 empty] | 0 | 14 | [66 empty] | 2xBaseband 6651, 2xRadio AAS B25/B66, | EXISTING SITE MIXMODE 850/LTE 700/LTE 1900/LTE AWS&1900/ L:ABCDFGHI-> INST : Mod. 850 / AAS FDD AWS&1900 / New :(1-3)
214 | Swap Oruro & Potosí 2021 | 0 | Proyecto Millicom Bolivia 3YPlan 2023 | HVL | Hotel Valery | In Services | -19.5782 | -65.7545 | 0 | - | - | Potosi | 6 | Monopolo | Enclosure 6150 | 0 | 0 | 0 | 3 | 0 | 0 | 0 | 0 | 3 | 6 |  | 1 BB 6630 GW | 3 R 2219 B5 | 3 | 1 BB 6630 GW | 1 | RBS 6630 | 0 2219 B5 | 0 | 0 BB 6630 GW | 2 | RBS 6630 | N/A | 0 | N/A | 2 | N/A | N/A | 0 | N/A | 0 | N/A | N/A | 0 | N/A | 0 | N/A | N/A | 0 | N/A | 0 | N/A | 3 R 4499 B2B25B66A | 3 | 1 BB 6630 L | 1 | RBS 6630 | 6 | Batch 2 |  | #N/A | 2024 | GWL | 2024-05-02 | 18 | -Mod. 850 (1-3) ; Exp. LTE (AB) ; AAS FDD (FI) ; Sectorizar (DG) | 0 | 0 | 0 | 0 | 1 | 1 |  | 2 | 6 |  | 0 | 0 | 0 | 2 | 0 | 1 | 0 | 3 | Mod. 850 (1-3) ; Exp. LTE (AB) ; AAS FDD (FI) ; Sectorizar (DG) | DEFGHI | AB(1-3) | 1 | 0 | 1 |  | Baseband 6651 | [12 empty] | INST : Mod. 850 / LTE 700 / Sectorize AWS&1900 / AAS FDD AWS&1900 / |  | MIC BO 3YPlan 2023_1BB_2R_3A | 5 | 1xBaseband 6651, 1xRadio 4478 B12A, 1xRadio AAS B25/B66, |  | 2xAntenna 4pL, 1xTwin Beam Antenna, | [41 empty] | 30 | 2 |  | 21 |  |  |  | #N/A | +591 75137341 | [8 empty] | 0 | 14 | [66 empty] | 1xBaseband 6651, 1xRadio 4478 B12A, 1xRadio AAS B25/B66, 2xAntenna 4pL, 1xTwin Beam Antenna, | EXISTING SITE MIXMODE 850/LTE AWS&1900/ L:DEFGHI-> INST : Mod. 850 / LTE 700 / Sectorize AWS&1900 / AAS FDD AWS&1900 / New :AB(1-3)
235 | Swap Oruro & Potosí 2021 | 0 | Proyecto Millicom Bolivia 3YPlan 2023 | MTN | San Martin | In Services | -19.5977 | -65.7471 | 0 | - | - | Potosi | 10 | Selfsupported | Enclosure 6150 | 0 | 0 | 0 | 3 | 0 | 2 | 2 | 0 | 0 | 7 |  | 1 BB 6630 GW-1 BB 6630 L | 3 R 2219 B5 | 3 | 1 BB 6630 GW | 1 | RBS 6630 | 0 2219 B5 | 0 | 0 BB 6630 GW | 2 | RBS 6630 | N/A | 0 | N/A | 2 | N/A | 2 R 4478 B12A | 2 | 1 BB 6630 L | 1 | RBS 6630 | 2 R 4415 B66A | 2 | 0 BB 6630 L | 0 | RBS 6630 | N/A | 0 | N/A | 0 | N/A | N/A | 0 | N/A | 0 | N/A | 7 | Batch 1_Prio 4 |  | 3Y Plan 2024 - Bach 1 | 2024 | GWL | 2024-05-02 | 18 | -Mod. 850 (1-3) ; Exp. LTE (E) ; Sectorizar (DFGI) | 0 | 2 | 1 | 0 | 0 | 0 |  | 3 | 7 |  | 0 | 0 | 1 | 0 | 0 | 2 | 0 | 3 | Mod. 850 (1-3) ; Exp. LTE (E) ; Sectorizar (DFGI) | ABCDF | GIE(1-3) | 1 | 0 | 0 | [14 empty] | INST : Mod. 850 / LTE AWS / Sectorize AWS&1900 / |  | MIC BO 3YPlan 2023_3R_3A | 23 | 2xRadio 4415 B2/25, 1xRadio 4415 B66A, |  | 1xAntenna 4pH, 2xTwin Beam Antenna, | [27 empty] | 2 |  | 2 | [5 empty] | 28 | [5 empty] | 30 | 3 | 75 | 25 |  |  |  | #N/A | +591 75137341 | [8 empty] | 0 | 14 | [66 empty] | 2xRadio 4415 B2/25, 1xRadio 4415 B66A, 1xAntenna 4pH, 2xTwin Beam Antenna, | EXISTING SITE MIXMODE 850/LTE 700/AWS/ L:ABCDF-> INST : Mod. 850 / LTE AWS / Sectorize AWS&1900 / New :GIE(1-3)
349 | Swap Oruro & Potosí 2021 | 0 | Proyecto Millicom Bolivia 3YPlan 2023 | PRO | Porco | In Services | -19.7816 | -65.9738 | 0 | - | - | Potosi | 40 | Selfsupported | Enclosure 6150 | 0 | 0 | 0 | 3 | 0 | 2 | 1 | 0 | 0 | 6 |  | 1 BB 6630 GW-1 BB 6630 L | 3 R 2219 B5 | 3 | 1 BB 6630 GW | 1 | RBS 6630 | 0 2219 B5 | 0 | 0 BB 6630 GW | 2 | RBS 6630 | N/A | 0 | N/A | 2 | N/A | 2 R 4478 B12A | 2 | 1 BB 6630 L | 1 | RBS 6630 | 1 R 4415 B66A | 1 | 0 BB 6630 L | 0 | RBS 6630 | N/A | 0 | N/A | 0 | N/A | N/A | 0 | N/A | 0 | N/A | 6 | Batch 1 Prio 3 |  | 3Y Plan 2024 - Bach 1 | 2024 | GWL | 2024-05-02 | 18 | -Mod. 850 (2) ; Sectorizar (EH) | 0 | 1 | 0 | 0 | 0 | 0 |  | 1 | 6 |  | 0 | 0 | 0 | 0 | 0 | 1 | 0 | 1 | Mod. 850 (2) ; Sectorizar (EH) | ABCEF | H(2) | 1 | 0 | 0 | [14 empty] | INST : Mod. 850 / Sectorize AWS&1900 / |  | MIC BO 3YPlan 2023_1R_1A | 5 | 1xRadio 4415 B2/25, |  | 1xTwin Beam Antenna, | [27 empty] | 0 |  | 0 |  |  |  | 4 |  | 8 | [5 empty] | 70 | 1 | 59 | 59 |  |  |  | #N/A | +591 71369827 | [8 empty] | 0 | 14 | [66 empty] | 1xRadio 4415 B2/25, 1xTwin Beam Antenna, | EXISTING SITE MIXMODE 850/LTE 700/AWS/ L:ABCEF-> INST : Mod. 850 / Sectorize AWS&1900 / New :H(2)
395 | Swap Oruro & Potosí 2021 | 0 | Proyecto Millicom Bolivia 3YPlan 2023 | EVU | Estadio Victor A.Ugarte | In Services | -19.5793 | -65.7636 | 0 | - | - | Potosi | 10 | Selfsupported | Enclosure 6150 | 0 | 0 | 0 | 3 | 0 | 0 | 0 | 0 | 3 | 6 |  | 1 BB 6630 GWL | 3 R 2219 B5 | 3 | 1 BB 6630 GWL | 1 | RBS 6630 | 0 2219 B5 | 0 | 0 BB 6630 GWL | 1 | RBS 6630 | N/A | 0 | N/A | 1 | N/A | N/A | 0 | N/A | 0 | N/A | N/A | 0 | N/A | 0 | N/A | N/A | 0 | N/A | 0 | N/A | 3 R 4499 B2B25B66A | 3 | 0 BB 6630 GWL | 0 | RBS 6630 | 6 | Batch 2 |  | #N/A | 2024 | GWL | 2024-05-02 | 18 | -Mod. 850 (2-3) ; Exp. LTE (C) ; AAS FDD (EH) ; Sectorizar (FI) | 0 | 0 | 0 | 0 | 1 | 1 |  | 2 | 6 |  | 0 | 0 | 0 | 1 | 0 | 1 | 0 | 2 | Mod. 850 (2-3) ; Exp. LTE (C) ; AAS FDD (EH) ; Sectorizar (FI) | DEFGHI | C(2-3) | 1 | 0 | 1 |  | Baseband 6651 | [12 empty] | INST : Mod. 850 / LTE 700 / Sectorize AWS&1900 / AAS FDD AWS&1900 / |  | MIC BO 3YPlan 2023_1BB_2R_2A | 33 | 1xBaseband 6651, 1xRadio 4478 B12A, 1xRadio AAS B25/B66, |  | 1xAntenna 4pL, 1xTwin Beam Antenna, | [41 empty] | 30 | 2 |  | 25 |  |  |  | #N/A | +591 75137341 | [8 empty] | 0 | 14 | [66 empty] | 1xBaseband 6651, 1xRadio 4478 B12A, 1xRadio AAS B25/B66, 1xAntenna 4pL, 1xTwin Beam Antenna, | EXISTING SITE MIXMODE 850/LTE AWS&1900/ L:DEFGHI-> INST : Mod. 850 / LTE 700 / Sectorize AWS&1900 / AAS FDD AWS&1900 / New :C(2-3)
401 | Swap Oruro & Potosí 2021 | 0 | Proyecto Millicom Bolivia 3YPlan 2023 | UTF | U. Tomas Fr | In Services | -19.5874 | -65.7563 | 0 | - | - | Potosi | 6 | Monopolo | Enclosure 6150 | 0 | 0 | 0 | 3 | 0 | 0 | 0 | 0 | 3 | 6 |  | 1 BB 6630 GWL | 3 R 2219 B5 | 3 | 1 BB 6630 GWL | 1 | RBS 6630 | 0 2219 B5 | 0 | 0 BB 6630 GWL | 1 | RBS 6630 | N/A | 0 | N/A | 1 | N/A | N/A | 0 | N/A | 0 | N/A | N/A | 0 | N/A | 0 | N/A | N/A | 0 | N/A | 0 | N/A | 3 R 4499 B2B25B66A | 3 | 0 BB 6630 GWL | 0 | RBS 6630 | 6 | Batch 1 Prio 3 |  | 3Y Plan 2024 - Bach 1 | 2024 | GWL | 2024-05-02 | 18 | -Mod. 850 (1-2-3) ; Exp. LTE (AC) ; Sectorizar (FI) | 0 | 0 | 0 | 0 | 1 | 0 |  | 1 | 6 |  | 0 | 0 | 0 | 0 | 2 | 1 | 0 | 3 | Mod. 850 (1-2-3) ; Exp. LTE (AC) ; Sectorizar (FI) | DEFGHI | AC(1-2-3) | 1 | 0 | 0 | [14 empty] | INST : Mod. 850 / LTE 700 / Sectorize AWS&1900 / |  | MIC BO 3YPlan 2023_1R_3A | 2 | 1xRadio 4478 B12A, |  | 2xAntenna 4pL4pH , 1xTwin Beam Antenna, | [29 empty] | 8 |  |  |  |  | 4 |  | 12 |  |  | 2 |  | 30 | 1 | 21 | 21 |  |  |  | #N/A | +591 71369827 | [8 empty] | 0 | 14 | [66 empty] | 1xRadio 4478 B12A, 2xAntenna 4pL4pH , 1xTwin Beam Antenna, | EXISTING SITE MIXMODE 850/LTE AWS&1900/ L:DEFGHI-> INST : Mod. 850 / LTE 700 / Sectorize AWS&1900 / New :AC(1-2-3) | [12 empty] | 42 | 84
471 | Swap Oruro & Potosí 2021 | 0 | Proyecto Millicom Bolivia 3YPlan 2023 | LLA | Llallagua | In Services | -18.4259 | -66.5888 | 0 | - | - | Potosi | 40 | Selfsupported | Enclosure 6150 | 0 | 0 | 0 | 3 | 0 | 1 | 1 | 0 | 2 | 7 |  | 1 BB 6630 GW-1 BB 6630 L | 3 R 2219 B5 | 3 | 1 BB 6630 GW | 1 | RBS 6630 | 0 2219 B5 | 0 | 0 BB 6630 GW | 2 | RBS 6630 | N/A | 0 | N/A | 2 | N/A | 1 R 4478 B12A | 1 | 1 BB 6630 L | 1 | RBS 6630 | 1 R 4415 B66A | 1 | 0 BB 6630 L | 0 | RBS 6630 | N/A | 0 | N/A | 0 | N/A | 2 R 4499 B2B25B66A | 2 | 0 BB 6630 L | 0 | RBS 6630 | 7 | Batch 2 |  | #N/A | 2024 | GWL | 2024-05-02 | 18 | -Mod. 850 (1-2) ; AAS FDD (DEGH) ; | 0 | 0 | 0 | 0 | 0 | 2 |  | 2 | 7 |  | 0 | 0 | 0 | 0 | 0 | 0 | 0 | 0 | Mod. 850 (1-2) ; AAS FDD (DEGH) ; | ABDEFGH | (1-2) | 5 | 0 | 2 |  | Baseband 6651 | [12 empty] | INST : Mod. 850 / AAS FDD AWS&1900 / |  | MIC BO 3YPlan 2023_2BB_2R | 4 | 2xBaseband 6651, 2xRadio AAS B25/B66, | [43 empty] | 70 | 2 |  | 59 |  |  |  | #N/A | +591 75137341 | [8 empty] | 0 | 14 | [66 empty] | 2xBaseband 6651, 2xRadio AAS B25/B66, | EXISTING SITE MIXMODE 850/LTE 700/AWS/LTE AWS&1900/ L:ABDEFGH-> INST : Mod. 850 / AAS FDD AWS&1900 / New :(1-2)
480 | Swap Oruro & Potosí 2021 | 0 | Proyecto Millicom Bolivia 3YPlan 2023 | POT2 | 25 de Mayo | In Services | -19.5896 | -65.7514 | 0 | - | - | Potosi | 30 | Selfsupported | Enclosure 6150 | 0 | 0 | 0 | 3 | 0 | 2 | 2 | 0 | 1 | 8 |  | 1 BB 6630 GW-1 BB 6630 L | 3 R 2219 B5 | 3 | 1 BB 6630 GW | 1 | RBS 6630 | 0 2219 B5 | 0 | 0 BB 6630 GW | 2 | RBS 6630 | N/A | 0 | N/A | 2 | N/A | 2 R 4478 B12A | 2 | 1 BB 6630 L | 1 | RBS 6630 | 2 R 4499 B2B25B66A | 2 | 0 BB 6630 L | 0 | N/A | N/A | 0 | N/A | 0 | N/A | 1 R 4499 B2B25B66A | 1 | 0 BB 6630 L | 0 | RBS 6630 | 8 | 0 |  | #N/A | 2024 | GWL | 2024-05-02 | 18 | -Mod. 850 (1-2-3) ; AAS FDD (DEFGHI) ; | 0 | 0 | 0 | 0 | 0 | 3 |  | 3 | 8 |  | 0 | 0 | 0 | 0 | 0 | 0 | 0 | 0 | Mod. 850 (1-2-3) ; AAS FDD (DEFGHI) ; | ABCDEFH | GI(1-2-3) | 26 | 0 | 2 |  | Baseband 6651 | [12 empty] | INST : Mod. 850 / AAS FDD AWS&1900 / |  | MIC BO 3YPlan 2023_2BB_3R | 6 | 2xBaseband 6651, 3xRadio AAS B25/B66, | [43 empty] | 70 | 3 |  | 48 |  |  |  | #N/A | +591 71369827 | [8 empty] | 0 | 14 | [66 empty] | 2xBaseband 6651, 3xRadio AAS B25/B66, | EXISTING SITE MIXMODE 850/LTE 700/AWS/LTE AWS&1900/ L:ABCDEFH-> INST : Mod. 850 / AAS FDD AWS&1900 / New :GI(1-2-3)
492 | Swap Oruro & Potosí 2021 | 0 | Proyecto Millicom Bolivia 3YPlan 2023 | POT1 | Olivos | In Services | -19.5678 | -65.7536 | 0 | - | - | Potosi | 55 | Selfsupported | Enclosure 6150 | 0 | 0 | 0 | 3 | 0 | 2 | 0 | 0 | 3 | 8 |  | 1 BB 6630 GW-1 BB 6630 L | 3 R 2219 B5 | 3 | 1 BB 6630 GW | 1 | RBS 6630 | 0 2219 B5 | 0 | 0 BB 6630 GW | 2 | RBS 6630 | N/A | 0 | N/A | 2 | N/A | 2 R 4478 B12A | 2 | 1 BB 6630 L | 1 | RBS 6630 | N/A | 0 | N/A | 0 | N/A | N/A | 0 | N/A | 0 | N/A | 3 R 4499 B2B25B66A | 3 | 0 BB 6630 L | 0 | RBS 6630 | 8 | 0 |  | #N/A | 2024 | GWL | 2024-05-02 | 18 | -Mod. 850 (1-2-3) ; AAS FDD (DEFGHI) ; | 0 | 0 | 0 | 0 | 0 | 3 |  | 3 | 8 |  | 0 | 0 | 0 | 0 | 0 | 0 | 0 | 0 | Mod. 850 (1-2-3) ; AAS FDD (DEFGHI) ; | ABCDEFGHI | (1-2-3) | 26 | 0 | 2 |  | Baseband 6651 | [12 empty] | INST : Mod. 850 / AAS FDD AWS&1900 / |  | MIC BO 3YPlan 2023_2BB_3R | 6 | 2xBaseband 6651, 3xRadio AAS B25/B66, | [43 empty] | 100 | 3 |  | 76 |  |  |  | #N/A | +591 71369827 | [8 empty] | 0 | 14 | [66 empty] | 2xBaseband 6651, 3xRadio AAS B25/B66, | EXISTING SITE MIXMODE 850/LTE 700/LTE AWS&1900/ L:ABCDEFGHI-> INST : Mod. 850 / AAS FDD AWS&1900 / New :(1-2-3)
503 | Swap Oruro & Potosí 2021 | 0 | Proyecto Millicom Bolivia 3YPlan 2023 | EMM | Estadio Mercado | In Services | -19.5735 | -65.7644 | 0 | - | - | Potosi | 40 | Selfsupported | Enclosure 6150 | 0 | 0 | 0 | 3 | 0 | 2 | 1 | 0 | 2 | 8 |  | 1 BB 6630 GW-1 BB 6630 L | 3 R 2219 B5 | 3 | 1 BB 6630 GW | 1 | RBS 6630 | 0 2219 B5 | 0 | 0 BB 6630 GW | 2 | RBS 6630 | N/A | 0 | N/A | 2 | N/A | 2 R 4478 B12A | 2 | 1 BB 6630 L | 1 | RBS 6630 | 1 R 4415 B66A | 1 | 0 BB 6630 L | 0 | RBS 6630 | N/A | 0 | N/A | 0 | N/A | 2 R 4499 B2B25B66A | 2 | 0 BB 6630 L | 0 | RBS 6630 | 8 | Batch 2 |  | #N/A | 2024 | GWL | 2024-05-02 | 18 | -Mod. 850 (1-3) ; Exp. LTE (H) ; AAS FDD (FI) ; Sectorizar (DG) | 0 | 1 | 0 | 0 | 0 | 1 |  | 2 | 8 |  | 0 | 0 | 1 | 0 | 0 | 1 | 0 | 2 | Mod. 850 (1-3) ; Exp. LTE (H) ; AAS FDD (FI) ; Sectorizar (DG) | ABCDEFGI | H(1-3) | 2 | 0 | 1 |  | Baseband 6651 | [12 empty] | INST : Mod. 850 / LTE 1900 / Sectorize AWS&1900 / AAS FDD AWS&1900 / |  | MIC BO 3YPlan 2023_1BB_2R_2A | 33 | 1xBaseband 6651, 1xRadio 4415 B2/25, 1xRadio AAS B25/B66, |  | 1xAntenna 4pH, 1xTwin Beam Antenna, | [41 empty] | 70 | 2 |  | 59 |  |  |  | #N/A | +591 75137341 | [8 empty] | 0 | 14 | [66 empty] | 1xBaseband 6651, 1xRadio 4415 B2/25, 1xRadio AAS B25/B66, 1xAntenna 4pH, 1xTwin Beam Antenna, | EXISTING SITE MIXMODE 850/LTE 700/AWS/LTE AWS&1900/ L:ABCDEFGI-> INST : Mod. 850 / LTE 1900 / Sectorize AWS&1900 / AAS FDD AWS&1900 / New :H(1-3)
164 | / High Load Cells_Only F1 | 0 | Proyecto Millicom Bolivia 3YPlan 2023 | AGO | 2 de Agosto | In Services | -17.7336 | -63.1423 | Urban | Santa Cruz de la Sierra | Andres Ibanez | Santa Cruz | 40 | Selfsupported | PBC6200 | - | 3 | 3 | 0 | 0 | 3 | 3 | 1 | 0 | 13 |  | 1 DUG 20 01-1 DUW 41 01-1 BB 6630 L | 3 RRUS 12 B5 G | 3 | 1 DUG 20 01 | 1 | RBS 6601_SHARE | 3 RRUS 01 B5 W | 3 | 1 DUW 41 01 | 1 | RBS 6601 | N/A | 0 | N/A | 0 | N/A | 3 RRUS 11 B12 | 3 | 1 BB 6630 L | 1 | RBS6630 | 2 RRUS 11 B4 ; 1 RRUS 32 B4 | 3 | 0 BB 6630 L | 0 | RBS6630 | 1 R 4415 B2/B25 | 1 | 0 BB 6630 L | 0 | RBS6630 | 0 | 0 | 0 | 0 | 0 | 13 | Batch 2 |  | #N/A | 2024 | GWL | 2024-05-08 | 19 | -Mod. 850 (2-3) ; Exp. LTE (G) ; MIMO4 LTE (D) ; AAS FDD (EH) ; Sectorizar (FI) | 2 | 0 | 0 | 2 | 0 | 1 |  | 5 | 13 |  | 0 | 0 | 1 | 0 | 0 | 1 | 0 | 2 | Mod. 850 (2-3) ; Exp. LTE (G) ; MIMO4 LTE (D) ; AAS FDD (EH) ; Sectorizar (FI) | ABCDEFH | IG(2-3) | 1 | 0 | 1 |  | Baseband 6651 | [12 empty] | INST : Mod. 850 / LTE 1900 / Sectorize AWS&1900 / AAS FDD AWS&1900 / |  | MIC BO 3YPlan 2023_1BB_5R_2A | 17 | 1xBaseband 6651, 2xRadio 2219 B5, 2xRadio 4499 44B2/25 44B66A, 1xRadio AAS B25/B66, |  | 1xAntenna 4pH, 1xTwin Beam Antenna, | [41 empty] | 70 | 5 |  | 59 |  |  |  | #N/A | +591 71369827 | [8 empty] | 0 | 14 | [66 empty] | 1xBaseband 6651, 2xRadio 2219 B5, 2xRadio 4499 44B2/25 44B66A, 1xRadio AAS B25/B66, 1xAntenna 4pH, 1xTwin Beam Antenna, | EXISTING SITE 2G/3G 850/LTE 700/AWS/LTE 1900/ L:ABCDEFH-> INST : Mod. 850 / LTE 1900 / Sectorize AWS&1900 / AAS FDD AWS&1900 / New :IG(2-3)
196 | RO 2021 - LTE Capacity H2/ / LTE RO 2020 Capacity H2 - 1900Mhz | 0 | Proyecto Millicom Bolivia 3YPlan 2023 | AND | Los Andes | In Services | -17.8071 | -63.1154 | Urban | Santa Cruz de la Sierra | Andres Ibanez | Santa Cruz | 40 | Selfsupported | PBC6200 | - | 3 | 3 | 0 | 0 | 0 | 3 | 3 | 0 | 12 |  | 1 BB 6630 G-1 DUW 31 01-1 BB 6630 L | 3 RRUS 12 B5 G | 3 | 1 BB 6630 G | 1 | RBS 6601_SHARE | 3 RRUS 01 B5 W | 3 | 1 DUW 31 01 | 1 | RBS6601_SHARE | N/A | 0 | N/A | 0 | N/A | N/A | 0 | 0 BB 6630 L | 0 | RBS6630 | 3 RRU 11 B4 | 3 | 1 BB 6630 L | 1 | RBS6630 | 3 R 4415 B2/B25 | 3 | 0 BB 6630 L | 0 | RBS6630 | 0 | 0 | 0 | 0 | 0 | 12 | 0 |  | #N/A | 2024 | GWL | 2024-05-08 | 19 | -Mod. 850 (1-2-3) ; AAS FDD (DEFGHI) ; | 3 | 0 | 0 | 0 | 0 | 3 |  | 6 | 12 |  | 0 | 0 | 0 | 0 | 0 | 0 | 0 | 0 | Mod. 850 (1-2-3) ; AAS FDD (DEFGHI) ; | DEFGHI | (1-2-3) | 26 | 0 | 2 |  | Baseband 6651 | [12 empty] | INST : Mod. 850 / AAS FDD AWS&1900 / |  | MIC BO 3YPlan 2023_2BB_6R | 11 | 2xBaseband 6651, 3xRadio 2219 B5, 3xRadio AAS B25/B66, | [43 empty] | 70 | 6 |  | 59 |  |  |  | #N/A | +591 75137341 | [8 empty] | 0 | 14 | [66 empty] | 2xBaseband 6651, 3xRadio 2219 B5, 3xRadio AAS B25/B66, | EXISTING SITE 2G/3G 850/AWS/LTE 1900/ L:DEFGHI-> INST : Mod. 850 / AAS FDD AWS&1900 / New :(1-2-3)
215 | RO 2021 - LTE Capacity H2/0 | 0 | Proyecto Millicom Bolivia 3YPlan 2023 | ALB | Albo | In Services | -17.7759 | -63.135 | Urban | Santa Cruz de la Sierra | Andres Ibanez | Santa Cruz | 19 | Selfsupported | RBS6101 | - | 3 | 3 | 0 | 0 | 0 | 3 | 2 | 0 | 11 |  | 1 DUG 20 01-1 DUW 31 01-1 BB 6630 L | 3 RRUS 12 B5 | 3 | 1 DUG 20 01 | 1 | RBS6601 Share | 3 RRUS 01 B5 | 3 | 1 DUW 31 01 | 1 | RBS6601 | N/A | 0 | N/A | 0 | N/A | N/A | 0 | N/A | 0 | N/A | 3 RRUS 11 B4 | 3 | 1 BB 6630 L | 1 | RBS 6630 | 2 R 4415 B2/B25 | 2 | 0 BB 6630 L | 0 | RBS 6630 | 0 | 0 | 0 | 0 | 0 | 11 | Batch 2 |  | #N/A | 2024 | GWL | 2024-05-08 | 19 | -Mod. 850 (1-3) ; Exp. LTE (AH) ; MIMO4 LTE (E) ; AAS FDD (FI) ; Sectorizar (DG) | 2 | 0 | 1 | 1 | 1 | 1 |  | 6 | 11 |  | 0 | 0 | 1 | 1 | 0 | 1 | 0 | 3 | Mod. 850 (1-3) ; Exp. LTE (AH) ; MIMO4 LTE (E) ; AAS FDD (FI) ; Sectorizar (DG) | DEFGI | AH(1-3) | 1 | 0 | 1 |  | Baseband 6651 | [12 empty] | INST : Mod. 850 / LTE 700 / LTE 1900 / Sectorize AWS&1900 / AAS FDD AWS&1900 / |  | MIC BO 3YPlan 2023_1BB_6R_3A | 21 | 1xBaseband 6651, 2xRadio 2219 B5, 1xRadio 4415 B66A, 1xRadio 4499 44B2/25 44B66A, 1xRadio 4478 B12A, 1xRadio AAS B25/B66, |  | 1xAntenna 4pH, 1xAntenna 4pL, 1xTwin Beam Antenna, | [41 empty] | 50 | 6 |  | 35 |  |  |  | #N/A | +591 71369827 | [8 empty] | 0 | 14 | [66 empty] | 1xBaseband 6651, 2xRadio 2219 B5, 1xRadio 4415 B66A, 1xRadio 4499 44B2/25 44B66A, 1xRadio 4478 B12A, 1xRadio AAS B25/B66, 1xAntenna 4pH, 1xAntenna 4pL, 1xTwin Beam Antenna, | EXISTING SITE 2G/3G 850/AWS/LTE 1900/ L:DEFGI-> INST : Mod. 850 / LTE 700 / LTE 1900 / Sectorize AWS&1900 / AAS FDD AWS&1900 / New :AH(1-3)
267 | 0 | Lista CF | Proyecto Millicom Bolivia 3YPlan 2023 | KAN | Kantumarca | In Services | -19.5944 | -65.7817 | Urban | Potosi | Tomás Frías | Potosi | 32 | Selfsupported | Enclosure 6150 | - | 0 | 3 | 0 | 0 | 2 | 0 | 0 | 0 | 5 |  | 1 BB 6630 WL | N/A | 0 | N/A | 0 | N/A | 3 R 2219 B5 W | 3 | 1 BB 6630 WL | 1 | RBS 6630 | N/A | 0 | N/A | 0 | N/A | 2 R 4478 B12A | 2 | 0 BB 6630 WL | 0 | RBS 6630 | N/A | 0 | N/A | 0 | N/A | N/A | 0 | N/A | 0 | N/A | N/A | 0 | N/A | 0 | N/A | 5 | 0 |  | #N/A | 2023 | WL | 2024-05-08 | 19 | -Exp. LTE (DEF) ; | 0 | 0 | 3 | 0 | 0 | 0 |  | 3 | 5 |  | 0 | 0 | 3 | 0 | 0 | 0 | 0 | 3 | Exp. LTE (DEF) ; | ABC | DEF | 28 | 1 | 0 | Baseband 6631 | [13 empty] | INST : LTE AWS / |  | MIC BO 3YPlan 2023_1BB_3R_3A | 30 | 1xBaseband 6631, 3xRadio 4415 B66A, |  | 3xAntenna 4pH, | [41 empty] | 70 | 3 |  | 50 |  |  |  | #N/A | +591 75137341 | [8 empty] | 0 | 14 | [66 empty] | 1xBaseband 6631, 3xRadio 4415 B66A, 3xAntenna 4pH, | EXISTING SITE 3G 850/LTE 700/ L:ABC-> INST : LTE AWS / New :DEF
346 | RO 2021 - LTE Capacity H1_119 Sitios / LTE RO 2019 Capacity H1 | 0 | Proyecto Millicom Bolivia 3YPlan 2023 | 26M | 26 de Mayo | In Services | -17.8767 | -63.1617 | Urban | Santa Cruz de la Sierra | Andres Ibanez | Santa Cruz | 40 | Selfsupported | RBS6101 | - | 3 | 3 | 0 | 0 | 0 | 3 | 3 | 0 | 12 |  | 1 DUG 20 01-1 BB6630 WL | 3 RRUS01B5 G | 3 | 1 DUG 20 01 | 1 | RBS 6101 | 3 RRUS01B5 W | 3 | 1 BB6630 WL | 1 | RBS 6630 | N/A | 0 | N/A | 0 | N/A | N/A | 0 | N/A | N/A | N/A | 3 R4415B66A L | 3 | 0 BB6630 WL | 0 | RBS 6630 | 3 R 4415 B2/B25 | 3 | 0 BB 6630 GWL | 0 | RBS 6630 | 0 | 0 | 0 | 0 | 0 | 12 | Batch 2 |  | #N/A | 2024 | GWL | 2024-05-08 | 19 | -Mod. 850 (1-2-3) ; Exp. LTE (B) ; AAS FDD (DG) ; Sectorizar (FI) | 3 | 0 | 0 | 0 | 1 | 1 |  | 5 | 12 |  | 1 | 0 | 0 | 0 | 0 | 1 | 0 | 2 | Mod. 850 (1-2-3) ; Exp. LTE (B) ; AAS FDD (DG) ; Sectorizar (FI) | DEFGHI | B(1-2-3) | 1 | 0 | 1 |  | Baseband 6651 | [12 empty] | INST : Mod. 850 / LTE 700 / Sectorize AWS&1900 / AAS FDD AWS&1900 / |  | MIC BO 3YPlan 2023_1BB_5R_2A | 17 | 1xBaseband 6651, 3xRadio 2219 B5, 1xRadio 4478 B12A, 1xRadio AAS B25/B66, |  | 1xAntenna 2pL, 1xTwin Beam Antenna, | [41 empty] | 70 | 5 |  | 59 |  |  |  | #N/A | +591 71369827 | [8 empty] | 0 | 14 | [66 empty] | 1xBaseband 6651, 3xRadio 2219 B5, 1xRadio 4478 B12A, 1xRadio AAS B25/B66, 1xAntenna 2pL, 1xTwin Beam Antenna, | EXISTING SITE 2G/3G 850/AWS/LTE 1900/ L:DEFGHI-> INST : Mod. 850 / LTE 700 / Sectorize AWS&1900 / AAS FDD AWS&1900 / New :B(1-2-3)
365 | RO 2021 - LTE Capacity H1_119 Sitios / | 0 | Proyecto Millicom Bolivia 3YPlan 2023 | 12D | 12 de Diciembre | In Services | -17.8214 | -63.1302 | Urban | Santa Cruz de la Sierra | Andres Ibanez | Santa Cruz | 25 | Selfsupported | RBS6101 | - | 3 | 3 | 0 | 0 | 0 | 3 | 2 | 0 | 11 |  | 1 DUG 20 01-1 DUW 31 01-1 DUS 31 02 | 3 RRUS 01B5 G | 3 | 1 DUG 20 01 | 1 | RBS 6101 | 3 RRUS 01B5 W | 3 | 1 DUW 31 01 | 1 | RBS 6101 | N/A | 0 | N/A | 0 | N/A | N/A | 0 | N/A | 0 | N/A | 3 RRUS 32 B4 | 3 | 1 DUS 31 02 | 1 | RBS 6101 | 2 R 4415 B2/B25 | 2 | 0 DUS 3102 | 0 | RBS 6101 | 0 | 0 | 0 | 0 | 0 | 11 | Batch 2 |  | #N/A | 2024 | GWL | 2024-05-08 | 19 | -Mod. 850 (1-2) ; Exp. LTE (AI) ; AAS FDD (EH) ; Sectorizar (DG) | 2 | 1 | 0 | 0 | 1 | 1 |  | 5 | 11 |  | 1 | 0 | 1 | 0 | 0 | 1 | 0 | 3 | Mod. 850 (1-2) ; Exp. LTE (AI) ; AAS FDD (EH) ; Sectorizar (DG) | DEFGH | AI(1-2) | 1 | 1 | 1 | Baseband 6631 | Baseband 6651 | [12 empty] | INST : Mod. 850 / LTE 700 / LTE 1900 / Sectorize AWS&1900 / AAS FDD AWS&1900 / |  | MIC BO 3YPlan 2023_2BB_5R_3A | 3 | 1xBaseband 6631, 1xBaseband 6651, 2xRadio 2219 B5, 1xRadio 4415 B2/25, 1xRadio 4478 B12A, 1xRadio AAS B25/B66, |  | 1xAntenna 2pL, 1xAntenna 4pH, 1xTwin Beam Antenna, | [41 empty] | 50 | 5 |  | 42 |  |  |  | #N/A | +591 71369827 | [8 empty] | 0 | 14 | [66 empty] | 1xBaseband 6631, 1xBaseband 6651, 2xRadio 2219 B5, 1xRadio 4415 B2/25, 1xRadio 4478 B12A, 1xRadio AAS B25/B66, 1xAntenna 2pL, 1xAntenna 4pH, 1xTwin Beam Antenna, | EXISTING SITE 2G/3G 850/AWS/LTE 1900/ L:DEFGH-> INST : Mod. 850 / LTE 700 / LTE 1900 / Sectorize AWS&1900 / AAS FDD AWS&1900 / New :AI(1-2)
419 | / LTE RO 2019 Capacity H1 | 0 | Proyecto Millicom Bolivia 3YPlan 2023 | ARL | Hotel Arenal | In Services | -17.7803 | -63.179 | Urban | Santa Cruz de la Sierra | Andres Ibanez | Santa Cruz | 6 | Monopolo | RBS6101 | - | 3 | 3 | 0 | 0 | 0 | 2 | 1 | 0 | 9 |  | 1 DUG 20 01-1 BB 6630 WL | 3 RRUS 01 B5 G | 3 | 1 DUG 20 01 | 1 | RBS 6601 | 3 RRU 01 B5 W | 3 | 1 BB 6630 WL | 1 | RBS 6601 | N/A | 0 | N/A | 0 | N/A | N/A | 0 | N/A | 0 | N/A | 2 Radio 4415B66A | 2 | 0 BB 6630 WL | 0 | RBS 6601 | 1 R 4415 B2/B25 | 1 | 0 BB 6630 WL | 0 | RBS 6601 | 0 | 0 | 0 | 0 | 0 | 9 | Batch 2 |  | #N/A | 2024 | GWL | 2024-05-08 | 19 | -Mod. 850 (1-2) ; Exp. LTE (H) ; AAS FDD (DG) ; | 2 | 1 | 0 | 0 | 0 | 1 |  | 4 | 9 |  | 0 | 0 | 1 | 0 | 0 | 0 | 0 | 1 | Mod. 850 (1-2) ; Exp. LTE (H) ; AAS FDD (DG) ; | DEG | H(1-2) | 1 | 0 | 1 |  | Baseband 6651 | [12 empty] | INST : Mod. 850 / LTE 1900 / AAS FDD AWS&1900 / |  | MIC BO 3YPlan 2023_1BB_4R_1A | 7 | 1xBaseband 6651, 2xRadio 2219 B5, 1xRadio 4415 B2/25, 1xRadio AAS B25/B66, |  | 1xAntenna 4pH, | [41 empty] | 30 | 4 |  | 21 |  |  |  | #N/A | +591 75137341 | [8 empty] | 0 | 14 | [66 empty] | 1xBaseband 6651, 2xRadio 2219 B5, 1xRadio 4415 B2/25, 1xRadio AAS B25/B66, 1xAntenna 4pH, | EXISTING SITE 2G/3G 850/AWS/LTE 1900/ L:DEG-> INST : Mod. 850 / LTE 1900 / AAS FDD AWS&1900 / New :H(1-2)
443 | Swap Oruro & Potosí 2021 | 0 | Proyecto Millicom Bolivia 3YPlan 2023 | ENP | Estadio Nacional Potosi | In Services | -19.5835 | -65.7502 | 0 | - | - | Potosi | 6 | Monopolo | Enclosure 6150 | 0 | 0 | 0 | 3 | 0 | 0 | 1 | 0 | 1 | 5 |  | 1 BB 6630 GW-1 BB 6630 L | 3 R 2219 B5 | 3 | 1 BB 6630 GW | 1 | RBS 6630 | 0 2219 B5 | 0 | 0 BB 6630 GW | 2 | RBS 6630 | N/A | 0 | N/A | 2 | N/A | N/A | 0 | N/A | 0 | N/A | 1 R 4415 B66A | 1 | 1 BB 6630 L | 1 | RBS 6630 | N/A | 0 | N/A | 0 | N/A | 1 R 4499 B2B25B66A | 1 | 0 BB 6630 L | 0 | RBS 6630 | 5 | Batch 1 Prio 3 |  | 3Y Plan 2024 - Bach 1 | 2024 | GWL | 2024-05-08 | 19 | -Mod. 850 (1) ; Exp. LTE (AI) ; MIMO4 LTE (F) ; | 0 | 0 | 0 | 1 | 1 | 0 |  | 2 | 5 |  | 0 | 0 | 1 | 0 | 1 | 0 | 0 | 2 | Mod. 850 (1) ; Exp. LTE (AI) ; MIMO4 LTE (F) ; | DEFG | AI(1) | 1 | 0 | 0 | [14 empty] | INST : Mod. 850 / LTE 700 / LTE 1900 / |  | MIC BO 3YPlan 2023_2R_2A | 11 | 1xRadio 4499 44B2/25 44B66A, 1xRadio 4478 B12A, |  | 1xAntenna 4pH, 1xAntenna 4pL4pH , | [27 empty] | 4 |  | 4 | [6 empty] | 8 |  |  |  |  | 30 | 2 | 42 | 21 |  |  |  | #N/A | +591 75137341 | [8 empty] | 0 | 14 | [66 empty] | 1xRadio 4499 44B2/25 44B66A, 1xRadio 4478 B12A, 1xAntenna 4pH, 1xAntenna 4pL4pH , | EXISTING SITE MIXMODE 850/AWS/LTE AWS&1900/ L:DEFG-> INST : Mod. 850 / LTE 700 / LTE 1900 / New :AI(1)
520 | / LTE RO 2020 Capacity H2 - 1900Mhz | 0 | Proyecto Millicom Bolivia 3YPlan 2023 | BLA | Blacutt | In Services | -17.7947 | -63.1814 | Urban | Santa Cruz de la Sierra | Andres Ibanez | Santa Cruz | 35 | Guyed | Enclosure 6150 | - | 3 | 3 | 0 | 3 | 3 | 3 | 0 | 0 | 15 |  | 1 DUG 20 01-1 BB 6630 WL | 3 RRUS 12 B5 G | 3 | 1 DUG 20 01 | 1 | RBS6601 | 3 RRUS 01 B5 W | 3 | 1 BB 6630 WL | 1 | RBS6630 | 3 RRUS 01 B2 W | 3 | 0 Baseband 6630 (WL) | 0 | RBS6630 | 3 RRUS 11 B12 | 3 | 0 BB 6630 WL | 0 | RBS6630 | 1 RRUS 11 B4 ; 1 RRUS 32 B4 ; 1 Radio 4415 B66A | 3 | 0 BB 6630 WL | 0 | RBS6630 | N/A | 0 | N/A | 0 | N/A | 0 | 0 | 0 | 0 | 0 | 15 | 0 |  | #N/A | 2025 | GWL | 2024-05-08 | 19 | -Mod. 850 (1-2-3) ; Exp. LTE (G) ; MIMO4 LTE (D) ; AAS FDD (EFHI) ; | 3 | 0 | 0 | 1 | 0 | 2 |  | 6 | 15 |  | 0 | 0 | 1 | 0 | 0 | 0 | 0 | 1 | Mod. 850 (1-2-3) ; Exp. LTE (G) ; MIMO4 LTE (D) ; AAS FDD (EFHI) ; | ABCDEFHI | G(1-2-3) | 2 | 0 | 2 |  | Baseband 6651 | [12 empty] | INST : Mod. 850 / LTE 1900 / AAS FDD AWS&1900 / |  | MIC BO 3YPlan 2023_2BB_6R_1A | 20 | 2xBaseband 6651, 3xRadio 2219 B5, 1xRadio 4499 44B2/25 44B66A, 2xRadio AAS B25/B66, |  | 1xAntenna 4pH, | [41 empty] | 70 | 6 |  | 53 |  |  |  | #N/A | +591 75137341 | [8 empty] | 0 | 14 | [66 empty] | 2xBaseband 6651, 3xRadio 2219 B5, 1xRadio 4499 44B2/25 44B66A, 2xRadio AAS B25/B66, 1xAntenna 4pH, | EXISTING SITE 2G/3G 850/3G 1900/LTE 700/AWS/ L:ABCDEFHI-> INST : Mod. 850 / LTE 1900 / AAS FDD AWS&1900 / New :G(1-2-3)
192 | RO 2021 - LTE Capacity H1_119 Sitios / | 0 | Proyecto Millicom Bolivia 3YPlan 2023 | BAJ | Bajio | In Services | -17.8425 | -63.2421 | Urban | La Guardia | Andres Ibanez | Santa Cruz | 40 | Selfsupported | RBS6101 | - | 3 | 3 | 0 | 0 | 0 | 3 | 1 | 0 | 10 |  | 1 DUG 20 01-1 DUW 31 01-1 BB 5212 L | 3 RRU 01 B5 | 3 | 1 DUG 20 01 | 1 | RBS 6601_SHARE | 3 RRU 01 B5 | 3 | 1 DUW 31 01 | 1 | RBS 6601_SHARE | N/A | 0 | N/A | 0 | N/A | N/A | 0 | N/A | 0 | N/A | 3 RRUS 32 B4 | 3 | 1 BB 5212 L | 1 | RBS 6601_SHARE | 1 R 4415 B2/B25 | 1 | 0 BB 5212 L | 0 | RBS 6601 | 0 | 0 | 0 | 0 | 0 | 10 | Batch 2 |  | #N/A | 2024 | GWL | 2024-05-13 | 20 | -Mod. 850 (1-2) ; Exp. LTE (GI) ; AAS FDD (EH) ; | 2 | 2 | 0 | 0 | 0 | 1 |  | 5 | 10 |  | 0 | 0 | 2 | 0 | 0 | 0 | 0 | 2 | Mod. 850 (1-2) ; Exp. LTE (GI) ; AAS FDD (EH) ; | DEFH | GI(1-2) | 2 | 1 | 1 | Baseband 6631 | Baseband 6651 | [12 empty] | INST : Mod. 850 / LTE 1900 / AAS FDD AWS&1900 / |  | MIC BO 3YPlan 2023_2BB_5R_2A | 7 | 1xBaseband 6631, 1xBaseband 6651, 2xRadio 2219 B5, 2xRadio 4415 B2/25, 1xRadio AAS B25/B66, |  | 2xAntenna 4pH, | [41 empty] | 70 | 5 |  | 59 |  |  |  | #N/A | +591 75137341 | [8 empty] | 0 | 14 | [66 empty] | 1xBaseband 6631, 1xBaseband 6651, 2xRadio 2219 B5, 2xRadio 4415 B2/25, 1xRadio AAS B25/B66, 2xAntenna 4pH, | EXISTING SITE 2G/3G 850/AWS/LTE 1900/ L:DEFH-> INST : Mod. 850 / LTE 1900 / AAS FDD AWS&1900 / New :GI(1-2)
209 | / LTE RO 2020 Capacity H2 - 1900Mhz | 0 | Proyecto Millicom Bolivia 3YPlan 2023 | BAM | B. Las Américas | In Services | -17.8645 | -63.2023 | Urban | Santa Cruz de la Sierra | Andres Ibanez | Santa Cruz | 40 | Selfsupported | RBS6101 | - | 3 | 3 | 0 | 0 | 0 | 3 | 2 | 0 | 11 |  | 1 BB 6630 (GL)-1 DUW 31 01 | 3 RRU 12 B5 | 3 | 1 BB 6630 (GL) | 1 | RBS 6630 | 3 RRU 01 B5 | 3 | 1 DUW 31 01 | 1 | RBS 6601_SHARE | N/A | 0 | N/A | 0 | N/A | N/A | 0 | N/A | 0 | N/A | 3 RRUS 32 B4 | 3 | 0 BB 6630 (GL) | 0 | RBS 6630 | 2 R 4415 B2B25 | 2 | 0 BB 6630 (GL) | 0 | RBS 6630 | 0 | 0 | 0 | 0 | 0 | 11 | Batch 2 |  | #N/A | 2024 | GWL | 2024-05-13 | 20 | -Mod. 850 (1-2) ; Exp. LTE (CG) ; AAS FDD (EH) ; | 2 | 1 | 0 | 0 | 1 | 1 |  | 5 | 11 |  | 1 | 0 | 1 | 0 | 0 | 0 | 0 | 2 | Mod. 850 (1-2) ; Exp. LTE (CG) ; AAS FDD (EH) ; | DEFHI | CG(1-2) | 1 | 0 | 1 |  | Baseband 6651 | [12 empty] | INST : Mod. 850 / LTE 700 / LTE 1900 / AAS FDD AWS&1900 / |  | MIC BO 3YPlan 2023_1BB_5R_2A | 17 | 1xBaseband 6651, 2xRadio 2219 B5, 1xRadio 4415 B2/25, 1xRadio 4478 B12A, 1xRadio AAS B25/B66, |  | 1xAntenna 2pL, 1xAntenna 4pH, | [41 empty] | 70 | 5 |  | 59 |  |  |  | #N/A | +591 75137341 | [8 empty] | 0 | 14 | [66 empty] | 1xBaseband 6651, 2xRadio 2219 B5, 1xRadio 4415 B2/25, 1xRadio 4478 B12A, 1xRadio AAS B25/B66, 1xAntenna 2pL, 1xAntenna 4pH, | EXISTING SITE 2G/3G 850/AWS/LTE 1900/ L:DEFHI-> INST : Mod. 850 / LTE 700 / LTE 1900 / AAS FDD AWS&1900 / New :CG(1-2)
219 | RO 2021 - LTE Capacity H2/0 | 0 | Proyecto Millicom Bolivia 3YPlan 2023 | CDE | Condominio Delta | In Services | -17.76 | -63.1967 | Urban | Santa Cruz de la Sierra | Andres Ibanez | Santa Cruz | 8 | Monopolo | RBS6101 | - | 3 | 3 | 0 | 0 | 0 | 3 | 2 | 0 | 11 |  | 1 DUG 20 01-1 DUW 31 01-1 BB 6630 L | 3 RRUS 01 B5 G | 3 | 1 DUG 20 01 | 1 | RBS 6601_SHARE | 3 RRU 01 B5 W | 3 | 1 DUW 31 01 | 1 | RBS6601 | N/A | 0 | N/A | 0 | N/A | N/A | 0 | N/A | 0 | N/A | 3 RRU 11 B4 | 3 | 1 BB 6630 L | 1 | RBS 6630 | 2 R 4415 B2/B25 | 2 | 0 BB 6630 L | 0 | RBS 6630 | 0 | 0 | 0 | 0 | 0 | 11 | Batch 2 |  | #N/A | 2024 | GWL | 2024-05-13 | 20 | -Mod. 850 (2-3) ; Exp. LTE (G) ; MIMO4 LTE (D) ; AAS FDD (EFHI) ; | 2 | 0 | 0 | 1 | 0 | 2 |  | 5 | 11 |  | 0 | 0 | 1 | 0 | 0 | 0 | 0 | 1 | Mod. 850 (2-3) ; Exp. LTE (G) ; MIMO4 LTE (D) ; AAS FDD (EFHI) ; | ABCDEFHI | G(2-3) | 4 | 0 | 2 |  | Baseband 6651 | [12 empty] | INST : Mod. 850 / LTE 1900 / AAS FDD AWS&1900 / |  | MIC BO 3YPlan 2023_2BB_5R_1A | 14 | 2xBaseband 6651, 2xRadio 2219 B5, 1xRadio 4499 44B2/25 44B66A, 2xRadio AAS B25/B66, |  | 1xAntenna 4pH, | [41 empty] | 30 | 5 |  | 23 |  |  |  | #N/A | +591 75137341 | [8 empty] | 0 | 14 | [66 empty] | 2xBaseband 6651, 2xRadio 2219 B5, 1xRadio 4499 44B2/25 44B66A, 2xRadio AAS B25/B66, 1xAntenna 4pH, | EXISTING SITE 2G/3G 850/AWS/LTE 1900/ L:ABCDEFHI-> INST : Mod. 850 / LTE 1900 / AAS FDD AWS&1900 / New :G(2-3)
288 | / LTE RO 2020 Capacity H2 - 1900Mhz | 0 | Proyecto Millicom Bolivia 3YPlan 2023 | CCP | Club Caza Y Pesca | In Services | -17.6119 | -63.1263 | Urban | Warnes | Warnes | Santa Cruz | 40 | Selfsupported | RBS6101 | - | 0 | 0 | 3 | 3 | 3 | 3 | 0 | 0 | 12 |  | 1 DUG 20 01-1 DUW 31 01-1 DUW 41 01-1 DUS 31 01 | 3 RRUS 01 B5 GW | 3 | 1 DUG 20 01 | 1 | RBS 6101 | 0 RRU 01 B5 GW | 0 | 1 DUW 31 01 | 1 | RBS 6101 | 3 RRUS 01 B2 W | 3 | 1 DUW 41 01 | 1 | RBS 6101 | 3 RRUS 11 B12 | 3 | 1 DUS 31 01 | 1 | RBS 6101 | 3 RRUS 32 B4 | 3 | 0 DUS 31 01 | 0 | RBS 6101 | N/A | 0 | N/A | 0 | N/A | 0 | 0 | 0 | 0 | 0 | 12 | Batch 2 |  | #N/A | 2024 | GWL | 2024-05-13 | 20 | -Mod. 850 (1-3) ; AAS FDD (DFGI) ; | 2 | 0 | 0 | 0 | 0 | 2 |  | 4 | 12 |  | 0 | 0 | 0 | 0 | 0 | 0 | 0 | 0 | Mod. 850 (1-3) ; AAS FDD (DFGI) ; | ABCDEFGHI | (1-3) | 3 | 1 | 2 | Baseband 6631 | Baseband 6651 | [12 empty] | INST : Mod. 850 / AAS FDD AWS&1900 / |  | MIC BO 3YPlan 2023_3BB_4R | 3 | 1xBaseband 6631, 2xBaseband 6651, 2xRadio 2219 B5, 2xRadio AAS B25/B66, | [43 empty] | 70 | 4 |  | 59 |  |  |  | #N/A | +591 75137341 | [8 empty] | 0 | 14 | [66 empty] | 1xBaseband 6631, 2xBaseband 6651, 2xRadio 2219 B5, 2xRadio AAS B25/B66, | EXISTING SITE MIXMODE 850/3G 1900/LTE 700/AWS/ L:ABCDEFGHI-> INST : Mod. 850 / AAS FDD AWS&1900 / New :(1-3)
305 | RO 2021 - LTE Capacity H1_119 Sitios / | 0 | Proyecto Millicom Bolivia 3YPlan 2023 | ANI | Anillo | In Services | -17.74 | -63.1709 | Urban | Santa Cruz de la Sierra | Andres Ibanez | Santa Cruz | 40 | Selfsupported | PBC6200 | - | 3 | 3 | 0 | 0 | 3 | 3 | 3 | 0 | 15 |  | 1 DUG 20 01-1 DUW 31 01-1 BB 6630 L | 3 RRUS 12 B5 | 3 | 1 DUG 20 01 | 1 | RBS6601 Share | 3 RRUS 01 B5 | 3 | 1 DUW 31 01 | 1 | RBS6601 Share | N/A | 0 | N/A | 0 | N/A | 3 RRUS 11 B12 | 3 | 1 BB 6630 L | 1 | RBS 6630 | 3 RRUS 11 B4 | 3 | 0 BB 6630 L | 0 | RBS 6630 | 3 R 4415 B2/B25 | 3 | 0 BB 6630 L | 0 | RBS 6630 | 0 | 0 | 0 | 0 | 0 | 15 | Batch 2 |  | #N/A | 2024 | GWL | 2024-05-13 | 20 | -Mod. 850 (1-2-3) ; AAS FDD (EFHI) ; Sectorizar (DG) | 3 | 0 | 1 | 0 | 0 | 2 |  | 6 | 15 |  | 0 | 0 | 0 | 0 | 0 | 1 | 0 | 1 | Mod. 850 (1-2-3) ; AAS FDD (EFHI) ; Sectorizar (DG) | ABCDEFGHI | (1-2-3) | 10 | 0 | 2 |  | Baseband 6651 | [12 empty] | INST : Mod. 850 / Sectorize AWS&1900 / AAS FDD AWS&1900 / |  | MIC BO 3YPlan 2023_2BB_6R_1A | 20 | 2xBaseband 6651, 3xRadio 2219 B5, 1xRadio 4415 B66A, 2xRadio AAS B25/B66, |  | 1xTwin Beam Antenna, | [41 empty] | 70 | 6 |  | 59 |  |  |  | #N/A | +591 71369827 | [8 empty] | 0 | 14 | [66 empty] | 2xBaseband 6651, 3xRadio 2219 B5, 1xRadio 4415 B66A, 2xRadio AAS B25/B66, 1xTwin Beam Antenna, | EXISTING SITE 2G/3G 850/LTE 700/AWS/LTE 1900/ L:ABCDEFGHI-> INST : Mod. 850 / Sectorize AWS&1900 / AAS FDD AWS&1900 / New :(1-2-3)
314 | / LTE RO 2020 Capacity H1 - AWS | 0 | Proyecto Millicom Bolivia 3YPlan 2023 | ALE | Alemana | In Services | -17.7688 | -63.171 | Urban | Santa Cruz de la Sierra | Andres Ibanez | Santa Cruz | 30 | Selfsupported | PBC6200 | - | 3 | 3 | 0 | 0 | 3 | 3 | 1 | 0 | 13 |  | 1 DUG 20 01-1 DUW 31 01-1 BB 6630 L | 3 RRUS 01 B5 G | 3 | 1 DUG 20 01 | 1 | RBS 6601_SHARE | 3 RRU 01 B5 W | 3 | 1 DUW 31 01 | 1 | RBS6601 | N/A | 0 | N/A | 0 | N/A | 3 RRUS 11 B12 | 3 | 1 BB 6630 L | 1 | RBS6630 | 1 R4415B66A ; 1 RRUS32B4 ; 1 RRU11B4 | 3 | 0 BB 6630 L | 0 | RBS6630 | 1 R 4415 B2/B25 | 1 | 0 BB 6630 L | 0 | RBS6630 | 0 | 0 | 0 | 0 | 0 | 13 | Batch 2 |  | #N/A | 2024 | GWL | 2024-05-13 | 20 | -Mod. 850 (1-2-3) ; AAS FDD (EH) ; Sectorizar (DFGI) | 3 | 1 | 0 | 1 | 0 | 1 |  | 6 | 13 |  | 0 | 0 | 0 | 0 | 0 | 2 | 0 | 2 | Mod. 850 (1-2-3) ; AAS FDD (EH) ; Sectorizar (DFGI) | ABCDEFH | GI(1-2-3) | 9 | 0 | 1 |  | Baseband 6651 | [12 empty] | INST : Mod. 850 / Sectorize AWS&1900 / AAS FDD AWS&1900 / |  | MIC BO 3YPlan 2023_1BB_6R_2A | 11 | 1xBaseband 6651, 3xRadio 2219 B5, 1xRadio 4415 B2/25, 1xRadio 4499 44B2/25 44B66A, 1xRadio AAS B25/B66, |  | 2xTwin Beam Antenna, | [41 empty] | 70 | 6 |  | 48 |  |  |  | #N/A | +591 71369827 | [8 empty] | 0 | 14 | [66 empty] | 1xBaseband 6651, 3xRadio 2219 B5, 1xRadio 4415 B2/25, 1xRadio 4499 44B2/25 44B66A, 1xRadio AAS B25/B66, 2xTwin Beam Antenna, | EXISTING SITE 2G/3G 850/LTE 700/AWS/LTE 1900/ L:ABCDEFH-> INST : Mod. 850 / Sectorize AWS&1900 / AAS FDD AWS&1900 / New :GI(1-2-3)
375 | RO 2021 - LTE Capacity H1_119 Sitios / LTE RO 2019 Capacity H1 | 0 | Proyecto Millicom Bolivia 3YPlan 2023 | B2K | B. Santa Cruz 2000 | In Services | -17.8384 | -63.2171 | Urban | Santa Cruz de la Sierra | Andres Ibanez | Santa Cruz | 25 | Selfsupported | RBS6101 | - | 3 | 3 | 0 | 0 | 0 | 3 | 2 | 0 | 11 |  | 1 BB 6630 GL-1 DUW3101 | 3 RRUS01B5 G | 3 | 1 BB 6630 GL | 1 | RBS 6101 | 3 RRUS01B5 W | 3 | 1 DUW3101 | 1 | RBS 6101 | N/A | 0 | N/A | 0 | N/A | N/A | 0 | N/A | N/A | N/A | 2 RRUS 32 B4 ; 1 R 4415 B66A | 3 | 0 BB 6630 GL | 0 | RBS 6101 | 2 R 4415 B2/B25 | 2 | 0 BB 6630 GL | 0 | RBS 6630 | 0 | 0 | 0 | 0 | 0 | 11 | Batch 2 |  | #N/A | 2024 | GWL | 2024-05-13 | 20 | -Mod. 850 (1-2-3) ; Exp. LTE (AI) ; AAS FDD (EH) ; | 3 | 1 | 0 | 0 | 1 | 1 |  | 6 | 11 |  | 1 | 0 | 1 | 0 | 0 | 0 | 0 | 2 | Mod. 850 (1-2-3) ; Exp. LTE (AI) ; AAS FDD (EH) ; | DEFGH | AI(1-2-3) | 1 | 0 | 1 |  | Baseband 6651 | [12 empty] | INST : Mod. 850 / LTE 700 / LTE 1900 / AAS FDD AWS&1900 / |  | MIC BO 3YPlan 2023_1BB_6R_2A | 11 | 1xBaseband 6651, 3xRadio 2219 B5, 1xRadio 4415 B2/25, 1xRadio 4478 B12A, 1xRadio AAS B25/B66, |  | 1xAntenna 2pL, 1xAntenna 4pH, | [41 empty] | 50 | 6 |  | 42 |  |  |  | #N/A | +591 75137341 | [8 empty] | 0 | 14 | [66 empty] | 1xBaseband 6651, 3xRadio 2219 B5, 1xRadio 4415 B2/25, 1xRadio 4478 B12A, 1xRadio AAS B25/B66, 1xAntenna 2pL, 1xAntenna 4pH, | EXISTING SITE 2G/3G 850/AWS/LTE 1900/ L:DEFGH-> INST : Mod. 850 / LTE 700 / LTE 1900 / AAS FDD AWS&1900 / New :AI(1-2-3)
488 | / LTE RO 2020 Capacity H2 - 1900Mhz/High Load Cells_Only F1 | 0 | Proyecto Millicom Bolivia 3YPlan 2023 | AR2 | Arroyito II | In Services | -17.827 | -63.0858 | Urban | Santa Cruz de la Sierra | Andres Ibanez | Santa Cruz | 60 | Selfsupported | RBS6101 | - | 0 | 0 | 3 | 0 | 0 | 3 | 3 | 0 | 9 |  | 1 DUG 20 01-1 DUW 31 01-1 DUS 31 02 | 3 RRUS 01 B5 GW | 3 | 1 DUG 20 01 | 1 | RBS 6601 | 0 RRUS 01B5 GW | 0 | 1 DUW 31 01 | 1 | RBS 6101 | N/A | 0 | N/A | 0 | N/A | N/A | 0 | N/A | 0 | N/A | 3 RRUS 32 B4 | 3 | 1 DUS 31 02 | 1 | RBS 6101 | 3 R 4415 B2/B25 | 3 | 0 DUS 31 02 | 0 | RBS 6101 | 0 | 0 | 0 | 0 | 0 | 9 | Batch 2 |  | #N/A | 2024 | GWL | 2024-05-13 | 20 | -Mod. 850 (1-2-3) ; Exp. LTE (BC) ; AAS FDD (DG) ; Sectorizar (FI) | 3 | 0 | 0 | 0 | 1 | 1 |  | 5 | 9 |  | 2 | 0 | 0 | 0 | 0 | 1 | 0 | 3 | Mod. 850 (1-2-3) ; Exp. LTE (BC) ; AAS FDD (DG) ; Sectorizar (FI) | DEFGHI | BC(1-2-3) | 1 | 1 | 1 | Baseband 6631 | Baseband 6651 | [12 empty] | INST : Mod. 850 / LTE 700 / Sectorize AWS&1900 / AAS FDD AWS&1900 / |  | MIC BO 3YPlan 2023_2BB_5R_3A | 3 | 1xBaseband 6631, 1xBaseband 6651, 3xRadio 2219 B5, 1xRadio 4478 B12A, 1xRadio AAS B25/B66, |  | 2xAntenna 2pL, 1xTwin Beam Antenna, | [41 empty] | 100 | 5 |  | 81 |  |  |  | #N/A | +591 71369827 | [8 empty] | 0 | 14 | [66 empty] | 1xBaseband 6631, 1xBaseband 6651, 3xRadio 2219 B5, 1xRadio 4478 B12A, 1xRadio AAS B25/B66, 2xAntenna 2pL, 1xTwin Beam Antenna, | EXISTING SITE MIXMODE 850/AWS/LTE 1900/ L:DEFGHI-> INST : Mod. 850 / LTE 700 / Sectorize AWS&1900 / AAS FDD AWS&1900 / New :BC(1-2-3)
501 | RO 2021 - LTE Capacity H1_119 Sitios / | 0 | Proyecto Millicom Bolivia 3YPlan 2023 | AYA | Ayacucho | In Services | -17.7843 | -63.1848 | Urban | Santa Cruz de la Sierra | Andres Ibanez | Santa Cruz | 6 | Monopolo | PBC6200 | - | 3 | 3 | 0 | 0 | 0 | 3 | 1 | 0 | 10 |  | 1 DUG 20 01-1 DUW 31 01-1 BB 6630 L | 3 RRUS 12 B5 | 3 | 1 DUG 20 01 | 1 | RBS6601 Share | 3 RRUS 01 B5 | 3 | 1 DUW 31 01 | 1 | RBS6601 Share | N/A | 0 | N/A | 0 | N/A | N/A | 0 | N/A | 0 | N/A | 3 RRUS 11 B4 | 3 | 1 BB 6630 L | 1 | RBS6630 | 1 R 4415 B2/B25 | 1 | 0 BB 6630 L | 0 | RBS6630 | 0 | 0 | 0 | 0 | 0 | 10 | Batch 2 |  | #N/A | 2024 | GWL | 2024-05-13 | 20 | -Mod. 850 (2-3) ; Exp. LTE (CG) ; MIMO4 LTE (DF) ; AAS FDD (EH) ; | 2 | 0 | 1 | 1 | 1 | 1 |  | 6 | 10 |  | 0 | 0 | 1 | 0 | 1 | 0 | 0 | 2 | Mod. 850 (2-3) ; Exp. LTE (CG) ; MIMO4 LTE (DF) ; AAS FDD (EH) ; | DEFHI | CG(2-3) | 2 | 0 | 1 |  | Baseband 6651 | [12 empty] | INST : Mod. 850 / LTE 700 / LTE 1900 / AAS FDD AWS&1900 / |  | MIC BO 3YPlan 2023_1BB_6R_2A | 11 | 1xBaseband 6651, 2xRadio 2219 B5, 1xRadio 4415 B66A, 1xRadio 4499 44B2/25 44B66A, 1xRadio 4478 B12A, 1xRadio AAS B25/B66, |  | 1xAntenna 4pH, 1xAntenna 4pL4pH , | [41 empty] | 30 | 6 |  | 21 |  |  |  | #N/A | +591 71369827 | [8 empty] | 0 | 14 | [66 empty] | 1xBaseband 6651, 2xRadio 2219 B5, 1xRadio 4415 B66A, 1xRadio 4499 44B2/25 44B66A, 1xRadio 4478 B12A, 1xRadio AAS B25/B66, 1xAntenna 4pH, 1xAntenna 4pL4pH , | EXISTING SITE 2G/3G 850/AWS/LTE 1900/ L:DEFHI-> INST : Mod. 850 / LTE 700 / LTE 1900 / AAS FDD AWS&1900 / New :CG(2-3)
180 | RO 2021 - LTE Capacity H1_119 Sitios / | 0 | Proyecto Millicom Bolivia 3YPlan 2023 | BIM | Bimodal | In Services | -17.788 | -63.1572 | Urban | Santa Cruz de la Sierra | Andres Ibanez | Santa Cruz | 25 | Selfsupported | RBS6101 | - | 3 | 3 | 0 | 0 | 0 | 3 | 3 | 0 | 12 |  | 1 BB 6630 GL-1 DUW 31 01 | 3 RRUS 01B5 G | 3 | 1 BB 6630 GL | 1 | RBS 6101 | 3 RRUS 01B5 W | 3 | 1 DUW 31 01 | 1 | RBS 6101 | N/A | 0 | N/A | 0 | N/A | N/A | 0 | N/A | 0 | N/A | 3 RRUS 32 B4 | 3 | 0 BB 6630 GL | 0 | RBS 6101 | 3 R 4415 B2/B25 | 3 | 0 BB 6630 GL | 0 | RBS 6630 | 0 | 0 | 0 | 0 | 0 | 12 | 0 |  | #N/A | 2024 | GWL | 2024-05-16 | 20 | -Mod. 850 (1-2-3) ; AAS FDD (DEFGHI) ; | 3 | 0 | 0 | 0 | 0 | 3 |  | 6 | 12 |  | 0 | 0 | 0 | 0 | 0 | 0 | 0 | 0 | Mod. 850 (1-2-3) ; AAS FDD (DEFGHI) ; | ACDEFGHI | (1-2-3) | 26 | 0 | 2 |  | Baseband 6651 | [12 empty] | INST : Mod. 850 / AAS FDD AWS&1900 / |  | MIC BO 3YPlan 2023_2BB_6R | 11 | 2xBaseband 6651, 3xRadio 2219 B5, 3xRadio AAS B25/B66, | [43 empty] | 50 | 6 |  | 42 |  |  |  | #N/A | +591 71369827 | [8 empty] | 0 | 14 | [66 empty] | 2xBaseband 6651, 3xRadio 2219 B5, 3xRadio AAS B25/B66, | EXISTING SITE 2G/3G 850/AWS/LTE 1900/ L:ACDEFGHI-> INST : Mod. 850 / AAS FDD AWS&1900 / New :(1-2-3)
197 | RO 2021 - LTE Capacity H1_119 Sitios / | 0 | Proyecto Millicom Bolivia 3YPlan 2023 | CEC | Condominio El Cristo | In Services | -17.7712 | -63.1834 | Urban | Santa Cruz de la Sierra | Andres Ibanez | Santa Cruz | 6 | Monopolo | RBS6101 | - | 3 | 3 | 0 | 0 | 0 | 3 | 2 | 0 | 11 |  | 1 BB 6630 GL-1 DUW 31 01 | 3 RRUS 12 B5 G | 3 | 1 BB 6630 GL | 1 | RBS 6630 | 3 RRUS 01 B5 W | 3 | 1 DUW 31 01 | 1 | RBS 6101 | N/A | 0 | N/A | 0 | N/A | N/A | 0 | N/A | 0 | N/A | 3 RRUS 11B4 | 3 | 0 BB 6630 GL | 0 | RBS 6101 | 2 R 4415 B2/B25 | 2 | 0 BB 6630 GL | 0 | RBS 6630 | 0 | 0 | 0 | 0 | 0 | 11 | Batch 2 |  | #N/A | 2024 | GWL | 2024-05-16 | 20 | -Mod. 850 (1-2-3) ; Exp. LTE (I) ; MIMO4 LTE (F) ; AAS FDD (DEGH) ; | 3 | 0 | 0 | 1 | 0 | 2 |  | 6 | 11 |  | 0 | 0 | 1 | 0 | 0 | 0 | 0 | 1 | Mod. 850 (1-2-3) ; Exp. LTE (I) ; MIMO4 LTE (F) ; AAS FDD (DEGH) ; | DEFGH | I(1-2-3) | 2 | 0 | 2 |  | Baseband 6651 | [12 empty] | INST : Mod. 850 / LTE 1900 / AAS FDD AWS&1900 / |  | MIC BO 3YPlan 2023_2BB_6R_1A | 20 | 2xBaseband 6651, 3xRadio 2219 B5, 1xRadio 4499 44B2/25 44B66A, 2xRadio AAS B25/B66, |  | 1xAntenna 4pH, | [41 empty] | 30 | 6 |  | 21 |  |  |  | #N/A | +591 75137341 | [8 empty] | 0 | 14 | [66 empty] | 2xBaseband 6651, 3xRadio 2219 B5, 1xRadio 4499 44B2/25 44B66A, 2xRadio AAS B25/B66, 1xAntenna 4pH, | EXISTING SITE 2G/3G 850/AWS/LTE 1900/ L:DEFGH-> INST : Mod. 850 / LTE 1900 / AAS FDD AWS&1900 / New :I(1-2-3)
344 | RO 2021 - LTE Capacity H1_119 Sitios / | 0 | Proyecto Millicom Bolivia 3YPlan 2023 | BL2 | B. Lindo II | In Services | -17.7919 | -63.1539 | Urban | Santa Cruz de la Sierra | Andres Ibanez | Santa Cruz | 6 | Monopolo | RBS6101 | - | 0 | 3 | 0 | 0 | 0 | 3 | 2 | 0 | 8 |  | 1 DUW 31 01-1 DUS 31 02 | N/A | 0 | N/A | 0 | N/A | 3 RRU 01 B5 | 3 | 1 DUW 31 01 | 1 | RBS 6601_SHARE | N/A | 0 | N/A | 0 | N/A | N/A | 0 | N/A | 0 | N/A | 3 RRU 11 B4 | 3 | 1 DUS 31 02 | 1 | RBS 6601_SHARE | 2 R 4415 B2/B25 | 2 | 0 DUS 3102 | 0 | RBS 6101 | 0 | 0 | 0 | 0 | 0 | 8 | Batch 2 |  | #N/A | 2024 | WL | 2024-05-16 | 20 | -Mod. 850 (1-3) ; Exp. LTE (H) ; MIMO4 LTE (E) ; AAS FDD (DFGI) ; | 2 | 0 | 0 | 1 | 0 | 2 |  | 5 | 8 |  | 0 | 0 | 1 | 0 | 0 | 0 | 0 | 1 | Mod. 850 (1-3) ; Exp. LTE (H) ; MIMO4 LTE (E) ; AAS FDD (DFGI) ; | ACDEFGI | H(1-3) | 4 | 1 | 2 | Baseband 6631 | Baseband 6651 | [12 empty] | INST : Mod. 850 / LTE 1900 / AAS FDD AWS&1900 / |  | MIC BO 3YPlan 2023_3BB_5R_1A | 6 | 1xBaseband 6631, 2xBaseband 6651, 2xRadio 2219 B5, 1xRadio 4499 44B2/25 44B66A, 2xRadio AAS B25/B66, |  | 1xAntenna 4pH, | [41 empty] | 30 | 5 |  | 21 |  |  |  | #N/A | +591 75137341 | [8 empty] | 0 | 14 | [66 empty] | 1xBaseband 6631, 2xBaseband 6651, 2xRadio 2219 B5, 1xRadio 4499 44B2/25 44B66A, 2xRadio AAS B25/B66, 1xAntenna 4pH, | EXISTING SITE 3G 850/AWS/LTE 1900/ L:ACDEFGI-> INST : Mod. 850 / LTE 1900 / AAS FDD AWS&1900 / New :H(1-3)
361 | RO 2021 - LTE Capacity H1_119 Sitios / | 0 | Proyecto Millicom Bolivia 3YPlan 2023 | BGD | B. Guadalupe | In Services | -17.7295 | -63.1255 | Urban | Santa Cruz de la Sierra | Andres Ibanez | Santa Cruz | 60 | Selfsupported | PBC6200 | - | 3 | 3 | 0 | 0 | 0 | 2 | 2 | 0 | 10 |  | 1 BB 6630 GL-1 DUW 31 01 | 3 RRUS 12B5 G | 3 | 1 BB 6630 GL | 1 | RBS 6601 | 3 RRUS 01B5 W | 3 | 1 DUW 31 01 | 1 | RBS 6601 | N/A | 0 | N/A | 0 | N/A | N/A | 0 | N/A | 0 | N/A | 2 RRUS 32 B4 | 2 | 0 BB 6630 GL | 0 | RBS 6601 | 2 R 4415 B2/B25 | 2 | 0 BB 6630 GL | 0 | RBS 6630 | 0 | 0 | 0 | 0 | 0 | 10 | Batch 2 |  | #N/A | 2024 | GWL | 2024-05-16 | 20 | -Mod. 850 (1-3) ; Exp. LTE (A) ; AAS FDD (FI) ; Sectorizar (DG) | 2 | 0 | 0 | 0 | 1 | 1 |  | 4 | 10 |  | 1 | 0 | 0 | 0 | 0 | 1 | 0 | 2 | Mod. 850 (1-3) ; Exp. LTE (A) ; AAS FDD (FI) ; Sectorizar (DG) | DFGI | A(1-3) | 1 | 0 | 1 |  | Baseband 6651 | [12 empty] | INST : Mod. 850 / LTE 700 / Sectorize AWS&1900 / AAS FDD AWS&1900 / |  | MIC BO 3YPlan 2023_1BB_4R_2A | 12 | 1xBaseband 6651, 2xRadio 2219 B5, 1xRadio 4478 B12A, 1xRadio AAS B25/B66, |  | 1xAntenna 2pL, 1xTwin Beam Antenna, | [41 empty] | 100 | 4 |  | 81 |  |  |  | #N/A | +591 71369827 | [8 empty] | 0 | 14 | [66 empty] | 1xBaseband 6651, 2xRadio 2219 B5, 1xRadio 4478 B12A, 1xRadio AAS B25/B66, 1xAntenna 2pL, 1xTwin Beam Antenna, | EXISTING SITE 2G/3G 850/AWS/LTE 1900/ L:DFGI-> INST : Mod. 850 / LTE 700 / Sectorize AWS&1900 / AAS FDD AWS&1900 / New :A(1-3)
367 | 0 | 0 | Proyecto Millicom Bolivia 3YPlan 2023 | CHA | Charcas | In Services | -17.7786 | -63.1685 | Urban | Santa Cruz de la Sierra | Andres Ibanez | Santa Cruz | 15 | Guyed | PBC6200 | - | 3 | 3 | 0 | 0 | 0 | 3 | 2 | 0 | 11 |  | 1 DUG 20 01-1 DUW 31 01-1 BB 6630 L | 3 RRUS 12 B5 G | 3 | 1 DUG 20 01 | 1 | RBS 6601_SHARE | 3 RRUS 01 B5 W | 3 | 1 DUW 31 01 | 1 | RBS 6601 | N/A | 0 | N/A | 0 | N/A | N/A | 0 | N/A | 0 | N/A | 3 RRUS 11 B4 | 3 | 1 BB 6630 L | 1 | RBS 6630 | 2 R 4415 B2/B25 | 2 | 0 BB 6630 L | 0 | RBS 6630 | 0 | 0 | 0 | 0 | 0 | 11 | Batch 2 |  | #N/A | 2024 | GWL | 2024-05-16 | 20 | -Mod. 850 (1-2-3) ; Exp. LTE (BI) ; MIMO4 LTE (F) ; AAS FDD (DG) ; Sectorizar (EH) | 3 | 0 | 1 | 1 | 1 | 1 |  | 7 | 11 |  | 0 | 0 | 1 | 1 | 0 | 1 | 0 | 3 | Mod. 850 (1-2-3) ; Exp. LTE (BI) ; MIMO4 LTE (F) ; AAS FDD (DG) ; Sectorizar (EH) | DEFGH | BI(1-2-3) | 1 | 0 | 1 |  | Baseband 6651 | [12 empty] | INST : Mod. 850 / LTE 700 / LTE 1900 / Sectorize AWS&1900 / AAS FDD AWS&1900 / |  | MIC BO 3YPlan 2023_1BB_7R_3A | 1 | 1xBaseband 6651, 3xRadio 2219 B5, 1xRadio 4415 B66A, 1xRadio 4499 44B2/25 44B66A, 1xRadio 4478 B12A, 1xRadio AAS B25/B66, |  | 1xAntenna 4pH, 1xAntenna 4pL, 1xTwin Beam Antenna, | [41 empty] | 30 | 7 |  | 31 |  |  |  | #N/A | +591 75137341 | [8 empty] | 0 | 14 | [66 empty] | 1xBaseband 6651, 1xRadio 4415 B66A, 1xRadio 4499 44B2/25 44B66A, 1xRadio 4478 B12A, 1xRadio AAS B25/B66, 1xAntenna 4pH, 1xAntenna 4pL, 1xTwin Beam Antenna, | EXISTING SITE 2G/3G 850/AWS/LTE 1900/ L:DEFGH-> INST : Mod. 850 / LTE 700 / LTE 1900 / Sectorize AWS&1900 / AAS FDD AWS&1900 / New :BI(1-2-3)
373 | RO 2021 - LTE Capacity H2/0 | 0 | Proyecto Millicom Bolivia 3YPlan 2023 | BCS | B. Cruz Del Sur | In Services | -17.8324 | -63.2045 | Urban | Santa Cruz de la Sierra | Andres Ibanez | Santa Cruz | 25 | Selfsupported | RBS6101 | - | 3 | 3 | 0 | 0 | 0 | 3 | 1 | 0 | 10 |  | 1 DUG 20 01-1 DUW 31 01-1 BB 6630 L | 3 RRUS 01B5 G | 3 | 1 DUG 20 01 | 1 | RBS 6101 | 3 RRUS 01B5 W | 3 | 1 DUW 31 01 | 1 | RBS 6101 | N/A | 0 | N/A | 0 | N/A | N/A | 0 | 0 BB 6630 L | 0 | RBS6630 | 3 RRUS 32 B4 | 3 | 1 BB 6630 L | 1 | RBS6630 | 1 R 4415 B2/B25 | 1 | 0 BB 6630 L | 0 | RBS6630 | 0 | 0 | 0 | 0 | 0 | 10 | Batch 2 |  | #N/A | 2024 | GWL | 2024-05-16 | 20 | -Mod. 850 (1-2) ; Exp. LTE (HI) ; AAS FDD (DG) ; | 2 | 2 | 0 | 0 | 0 | 1 |  | 5 | 10 |  | 0 | 0 | 2 | 0 | 0 | 0 | 0 | 2 | Mod. 850 (1-2) ; Exp. LTE (HI) ; AAS FDD (DG) ; | DEFG | HI(1-2) | 4 | 0 | 1 |  | Baseband 6651 | [12 empty] | INST : Mod. 850 / LTE 1900 / AAS FDD AWS&1900 / |  | MIC BO 3YPlan 2023_1BB_5R_2A | 17 | 1xBaseband 6651, 2xRadio 2219 B5, 2xRadio 4415 B2/25, 1xRadio AAS B25/B66, |  | 2xAntenna 4pH, | [41 empty] | 50 | 5 |  | 42 |  |  |  | #N/A | +591 71369827 | [8 empty] | 0 | 14 | [66 empty] | 1xBaseband 6651, 2xRadio 2219 B5, 2xRadio 4415 B2/25, 1xRadio AAS B25/B66, 2xAntenna 4pH, | EXISTING SITE 2G/3G 850/AWS/LTE 1900/ L:DEFG-> INST : Mod. 850 / LTE 1900 / AAS FDD AWS&1900 / New :HI(1-2)
462 | / LTE RO 2020 Capacity H2 - 1900Mhz | 0 | Proyecto Millicom Bolivia 3YPlan 2023 | CDG | Condominio Genesis | In Services | -17.7209 | -63.1676 | Urban | Santa Cruz de la Sierra | Andres Ibanez | Santa Cruz | 25 | Selfsupported | RBS6101 | RBS6101 | 3 | 3 | 0 | 0 | 3 | 3 | 3 | 0 | 15 |  | 1 BB 6630 GL-1 DUW 31 01 | 3 RRUS 01 B5 G | 3 | 1 BB 6630 GL | 1 | RBS 6601 | 3 RRU 01 B5 W | 3 | 1 DUW 31 01 | 1 | RBS 6601 | N/A | 0 | N/A | 0 | N/A | 3 RRUS 11 B12 | 3 | 0 BB 6630 GL | 0 | RBS6601 | 3 RRUS 11 B4 | 3 | 0 BB 6630 GL | 0 | RBS6601 | 3 R 4415 B2/B25 | 3 | 0 BB 6630 GL | 0 | RBS6601 | 0 | 0 | 0 | 0 | 0 | 15 | Batch 2 |  | #N/A | 2024 | GWL | 2024-05-16 | 20 | -Mod. 850 (1-2-3) ; AAS FDD (EH) ; Sectorizar (DFGI) | 3 | 0 | 2 | 0 | 0 | 1 |  | 6 | 15 |  | 0 | 0 | 0 | 0 | 0 | 2 | 0 | 2 | Mod. 850 (1-2-3) ; AAS FDD (EH) ; Sectorizar (DFGI) | ABCDEFGHI | (1-2-3) | 9 | 0 | 1 |  | Baseband 6651 | [12 empty] | INST : Mod. 850 / Sectorize AWS&1900 / AAS FDD AWS&1900 / |  | MIC BO 3YPlan 2023_1BB_6R_2A | 11 | 1xBaseband 6651, 3xRadio 2219 B5, 2xRadio 4415 B66A, 1xRadio AAS B25/B66, |  | 2xTwin Beam Antenna, | [41 empty] | 50 | 6 |  | 42 |  |  |  | #N/A | +591 71369827 | [8 empty] | 0 | 14 | [66 empty] | 1xBaseband 6651, 3xRadio 2219 B5, 2xRadio 4415 B66A, 1xRadio AAS B25/B66, 2xTwin Beam Antenna, | EXISTING SITE 2G/3G 850/LTE 700/AWS/LTE 1900/ L:ABCDEFGHI-> INST : Mod. 850 / Sectorize AWS&1900 / AAS FDD AWS&1900 / New :(1-2-3)
463 | RO 2021 - LTE Capacity H2/0 | 0 | Proyecto Millicom Bolivia 3YPlan 2023 | BNP | B. Nueva Primavera | In Services | -17.7482 | -63.1086 | Urban | Santa Cruz de la Sierra | Andres Ibanez | Santa Cruz | 40 | Selfsupported | RBS6101 | - | 3 | 3 | 0 | 0 | 3 | 3 | 2 | 0 | 14 |  | 1 DUG 20 01-1 DUW 31 01-1 BB 6630 L | 3 RRUS 01 B5 G | 3 | 1 DUG 20 01 | 1 | RBS6601 Share | 3 RRU 01 B5 W | 3 | 1 DUW 31 01 | 1 | RBS6601 Share | N/A | 0 | N/A | 0 | N/A | 3 RRUS 11 B12 | 3 | 0 BB 6630 L | 0 | RBS 6630 | 3 RRUS 32 B4 | 3 | 1 BB 6630 L | 1 | RBS 6630 | 2 R 4415 B2/B25 | 2 | 0 BB 6630 L | 0 | RBS 6630 | 0 | 0 | 0 | 0 | 0 | 14 | Batch 2 |  | #N/A | 2024 | GWL | 2024-05-16 | 20 | -Mod. 850 (1-2-3) ; AAS FDD (DEGH) ; Sectorizar (FI) | 3 | 1 | 0 | 0 | 0 | 2 |  | 6 | 14 |  | 0 | 0 | 0 | 0 | 0 | 1 | 0 | 1 | Mod. 850 (1-2-3) ; AAS FDD (DEGH) ; Sectorizar (FI) | ABCDEFGH | I(1-2-3) | 8 | 0 | 2 |  | Baseband 6651 | [12 empty] | INST : Mod. 850 / Sectorize AWS&1900 / AAS FDD AWS&1900 / |  | MIC BO 3YPlan 2023_2BB_6R_1A | 20 | 2xBaseband 6651, 3xRadio 2219 B5, 1xRadio 4415 B2/25, 2xRadio AAS B25/B66, |  | 1xTwin Beam Antenna, | [41 empty] | 70 | 6 |  | 59 |  |  |  | #N/A | +591 75137341 | [8 empty] | 0 | 14 | [66 empty] | 2xBaseband 6651, 3xRadio 2219 B5, 1xRadio 4415 B2/25, 2xRadio AAS B25/B66, 1xTwin Beam Antenna, | EXISTING SITE 2G/3G 850/LTE 700/AWS/LTE 1900/ L:ABCDEFGH-> INST : Mod. 850 / Sectorize AWS&1900 / AAS FDD AWS&1900 / New :I(1-2-3)
483 | RO 2021 - LTE Capacity H2/ / LTE Coverage Co-Located H1 2020/High Load Cells_Only F1 | 0 | Proyecto Millicom Bolivia 3YPlan 2023 | BMM | B. Municipal Montero | In Services | -17.3286 | -63.2307 | Urban | Montero | Obispo Santisteban | Santa Cruz | 25 | Selfsupported | Enclosure 6150 | - | 0 | 3 | 0 | 0 | 3 | 3 | 3 | 0 | 12 |  | 1 BB 6630 W-1 BB 6630 L | N/A | 0 | N/A | 0 | N/A | 3 RRUS 01B5 W | 3 | 1 BB 6630 W | 1 | RBS 6630 | N/A | 0 | N/A | 0 | N/A | 3 R4449B5+B12 | 3 | 0 BB 6630 L | 0 | RBS6630 | 3 RRUS 32 B4 | 3 | 1 BB 6630 L | 1 | RBS6630 | 3 R 4415 B2/B25 | 3 | 0 BB 6630 L | 0 | RBS6630 | 0 | 0 | 0 | 0 | 0 | 12 | Batch 2 |  | #N/A | 2024 | WL | 2024-05-16 | 20 | -Mod. 850 (1-2-3) ; AAS FDD (DEGH) ; | 3 | 0 | 0 | 0 | 0 | 2 |  | 5 | 12 |  | 0 | 0 | 0 | 0 | 0 | 0 | 0 | 0 | Mod. 850 (1-2-3) ; AAS FDD (DEGH) ; | ABCDEFGHI | (1-2-3) | 3 | 0 | 2 |  | Baseband 6651 | [12 empty] | INST : Mod. 850 / AAS FDD AWS&1900 / |  | MIC BO 3YPlan 2023_2BB_5R | 4 | 2xBaseband 6651, 3xRadio 2219 B5, 2xRadio AAS B25/B66, | [43 empty] | 50 | 5 |  | 42 |  |  |  | #N/A | +591 75137341 | [8 empty] | 0 | 14 | [66 empty] | 2xBaseband 6651, 3xRadio 2219 B5, 2xRadio AAS B25/B66, | EXISTING SITE 3G 850/LTE 700/AWS/LTE 1900/ L:ABCDEFGHI-> INST : Mod. 850 / AAS FDD AWS&1900 / New :(1-2-3)
167 | / LTE RO 2020 Capacity H1 - AWS | 0 | Proyecto Millicom Bolivia 3YPlan 2023 | BOL | Bolivar | In Services | -17.7838 | -63.1773 | Urban | Santa Cruz de la Sierra | Andres Ibanez | Santa Cruz | 15 | Selfsupported | PU6210 | - | 3 | 3 | 0 | 0 | 3 | 2 | 2 | 0 | 13 |  | 1 BB 6630 GW-1 BB 6630 L | 3 RRU 12 B5 | 3 | 1 BB 6630 GW | 1 | RBS 6630 | 3 RRU 01 B5 | 3 | 0 BB 6630 GW | 0 | RBS 6630 | N/A | 0 | N/A | 0 | N/A | 3 RRUS 11 B12 | 3 | 1 BB 6630 L | 1 | RBS 6630 | 1 RRU 32 B4-1 RRU 11 B4- 1 R4415B66A | 2 | 0 BB 6630 L | 0 | RBS 6630 | 2 R 4415 B2/B25 | 2 | 0 BB 6630 L | 0 | RBS 6630 | 0 | 0 | 0 | 0 | 0 | 13 | 0 |  | #N/A | 2024 | GWL | 2024-05-22 | 21 | -Mod. 850 (1-2-3) ; AAS FDD (DEFGHI) ; | 3 | 0 | 0 | 0 | 0 | 3 |  | 6 | 13 |  | 0 | 0 | 0 | 0 | 0 | 0 | 0 | 0 | Mod. 850 (1-2-3) ; AAS FDD (DEFGHI) ; | ABCDEFGH | I(1-2-3) | 26 | 0 | 2 |  | Baseband 6651 | [12 empty] | INST : Mod. 850 / AAS FDD AWS&1900 / |  | MIC BO 3YPlan 2023_2BB_6R | 11 | 2xBaseband 6651, 3xRadio 2219 B5, 3xRadio AAS B25/B66, | [43 empty] | 30 | 6 |  | 31 |  |  |  | #N/A | +591 71369827 | [8 empty] | 0 | 14 | [66 empty] | 2xBaseband 6651, 3xRadio 2219 B5, 3xRadio AAS B25/B66, | EXISTING SITE 2G/3G 850/LTE 700/AWS/LTE 1900/ L:ABCDEFGH-> INST : Mod. 850 / AAS FDD AWS&1900 / New :I(1-2-3)
207 | / LTE RO 2020 Capacity H2 - 1900Mhz | 0 | Proyecto Millicom Bolivia 3YPlan 2023 | BPC | B. Petrol Caja | In Services | -17.8151 | -63.1896 | Urban | Santa Cruz de la Sierra | Andres Ibanez | Santa Cruz | 25 | Selfsupported | RBS6101 | E6150 | 3 | 3 | 0 | 3 | 0 | 3 | 0 | 0 | 12 |  | 1 DUG 20 01-1 BB 6630 WL | 3 RRUS 01 B5 G | 3 | 1 DUG 20 01 | 1 | RBS 6101 | 3 RRUS01B5 W | 3 | 1 BB 6630 WL | 1 | RBS 6101 | 3 RRUS 01 B2 W | 3 | 0 BB 6630 WL | 0 | RBS 6101 | N/A | 0 | N/A | 0 | N/A | 3 R 4415B66A L | 3 | 0 BB 6630 WL | 0 | RBS 6101 | N/A | 0 | N/A | 0 | N/A | 0 | 0 | 0 | 0 | 0 | 12 | Batch 2 |  | #N/A | 2024 | GWL | 2024-05-22 | 21 | -Mod. 850 (1-2) ; Exp. LTE (HI) ; AAS FDD (DG) ; | 2 | 2 | 0 | 0 | 0 | 1 |  | 5 | 12 |  | 0 | 0 | 2 | 0 | 0 | 0 | 0 | 2 | Mod. 850 (1-2) ; Exp. LTE (HI) ; AAS FDD (DG) ; | DEFG | HI(1-2) | 4 | 0 | 1 |  | Baseband 6651 | [12 empty] | INST : Mod. 850 / LTE 1900 / AAS FDD AWS&1900 / |  | MIC BO 3YPlan 2023_1BB_5R_2A | 17 | 1xBaseband 6651, 2xRadio 2219 B5, 2xRadio 4415 B2/25, 1xRadio AAS B25/B66, |  | 2xAntenna 4pH, | [41 empty] | 50 | 5 |  | 42 |  |  |  | #N/A | +591 75137341 | [8 empty] | 0 | 14 | [66 empty] | 1xBaseband 6651, 2xRadio 2219 B5, 2xRadio 4415 B2/25, 1xRadio AAS B25/B66, 2xAntenna 4pH, | EXISTING SITE 2G/3G 850/3G 1900/AWS/ L:DEFG-> INST : Mod. 850 / LTE 1900 / AAS FDD AWS&1900 / New :HI(1-2)
208 | 0 | 0 | Proyecto Millicom Bolivia 3YPlan 2023 | BOR | B. Oriental | In Services | -17.7494 | -63.188 | Urban | Santa Cruz de la Sierra | Andres Ibanez | Santa Cruz | 25 | Selfsupported | RBS6101 | - | 3 | 3 | 0 | 3 | 0 | 2 | 0 | 0 | 11 |  | 1 DUG 20 01-1 DUW 31 01-1 DUW 41 01-1 BB 5212 L | 3 RRUS 01 B5 | 3 | 1 DUG 20 01 | 1 | RBS6601 Share | 3 RRUS 01 B5 | 3 | 1 DUW 31 01 | 1 | RBS6601 Share | 3 RRUS 01 B2 W | 3 | 1 DUW 41 01 | 1 | RBS6601 Share | N/A | 0 | N/A | 0 | N/A | 2 RRUS 32 B4 | 2 | 1 BB 5212 L | 1 | RBS6601 Share | N/A | 0 | N/A | 0 | N/A | 0 | 0 | 0 | 0 | 0 | 11 | Batch 2 |  | #N/A | 2024 | GWL | 2024-05-22 | 21 | -Mod. 850 (2-3) ; Exp. LTE (GI) ; AAS FDD (EH) ; | 2 | 2 | 0 | 0 | 0 | 1 |  | 5 | 11 |  | 0 | 0 | 2 | 0 | 0 | 0 | 0 | 2 | Mod. 850 (2-3) ; Exp. LTE (GI) ; AAS FDD (EH) ; | DEFH | GI(2-3) | 1 | 1 | 1 | Baseband 6631 | Baseband 6651 | [12 empty] | INST : Mod. 850 / LTE 1900 / AAS FDD AWS&1900 / |  | MIC BO 3YPlan 2023_2BB_5R_2A | 7 | 1xBaseband 6631, 1xBaseband 6651, 2xRadio 2219 B5, 2xRadio 4415 B2/25, 1xRadio AAS B25/B66, |  | 2xAntenna 4pH, | [41 empty] | 50 | 5 |  | 42 |  |  |  | #N/A | +591 71369827 | [8 empty] | 0 | 14 | [66 empty] | 1xBaseband 6631, 1xBaseband 6651, 2xRadio 2219 B5, 2xRadio 4415 B2/25, 1xRadio AAS B25/B66, 2xAntenna 4pH, | EXISTING SITE 2G/3G 850/3G 1900/AWS/ L:DEFH-> INST : Mod. 850 / LTE 1900 / AAS FDD AWS&1900 / New :GI(2-3)
286 | / LTE RO 2020 Capacity H2 - 1900Mhz | 0 | Proyecto Millicom Bolivia 3YPlan 2023 | BRI | Brigida | In Services | -17.7548 | -63.1941 | Urban | Santa Cruz de la Sierra | Andres Ibanez | Santa Cruz | 70 | Selfsupported | PBC6200 | - | 3 | 3 | 0 | 0 | 3 | 3 | 1 | 0 | 13 |  | 1 DUG 20 01-1 BB 6630 WL | 3 RRUS 12 B5 G | 3 | 1 DUG 20 01 | 1 | RBS 6601 | 3 RRU 01 B5 W | 3 | 1 BB 6630 WL | 1 | RBS6601 | N/A | 0 | N/A | 0 | N/A | 3 RRUS 11 B12 | 3 | 0 BB 6630 WL | 0 | RBS6601 | 1 RRUS 11 B4 ; 1 RRUS 32 B4 ; 1 R 4415 B66A | 3 | 0 BB 6630 WL | 0 | RBS6601 | 1 R 4415 B2/B25 | 1 | 0 BB 6630 WL | 0 | RBS6601 | 0 | 0 | 0 | 0 | 0 | 13 | 0 |  | #N/A | 2024 | GWL | 2024-05-22 | 21 | -Mod. 850 (1-2-3) ; AAS FDD (DEFGHI) ; | 3 | 0 | 0 | 0 | 0 | 3 |  | 6 | 13 |  | 0 | 0 | 0 | 0 | 0 | 0 | 0 | 0 | Mod. 850 (1-2-3) ; AAS FDD (DEFGHI) ; | ABCDEFGI | H(1-2-3) | 26 | 0 | 2 |  | Baseband 6651 | [12 empty] | INST : Mod. 850 / AAS FDD AWS&1900 / |  | MIC BO 3YPlan 2023_2BB_6R | 11 | 2xBaseband 6651, 3xRadio 2219 B5, 3xRadio AAS B25/B66, | [43 empty] | 100 | 6 |  | 92 |  |  |  | #N/A | +591 75137341 | [8 empty] | 0 | 14 | [66 empty] | 2xBaseband 6651, 3xRadio 2219 B5, 3xRadio AAS B25/B66, | EXISTING SITE 2G/3G 850/LTE 700/AWS/LTE 1900/ L:ABCDEFGI-> INST : Mod. 850 / AAS FDD AWS&1900 / New :H(1-2-3)
301 | RO 2021 - LTE Capacity H1_119 Sitios / LTE RO 2020 Capacity H2 - 1900Mhz | 0 | Proyecto Millicom Bolivia 3YPlan 2023 | BSP | B. Sprienfiel | In Services | -17.8487 | -63.1832 | Urban | Santa Cruz de la Sierra | Andres Ibanez | Santa Cruz | 40 | Selfsupported | RBS6101 | - | 3 | 0 | 0 | 0 | 3 | 2 | 2 | 0 | 10 |  | 1 BB 6630 GL | 3 RRU 01 B5 | 3 | 1 BB 6630 GL | 1 | RBS 6601_SHARE | N/A | 0 | N/A | 0 | N/A | N/A | 0 | N/A | 0 | N/A | 3 RRUS 11 B12 | 3 | 0 BB 6630 GL | 1 | RBS 6601_SHARE | 2 RRUS 32 B4 | 2 | 0 BB 6630 GL | 0 | RBS 6601_SHARE | 2 R 4415 B2/B25 | 2 | 0 BB 6630 GL | 0 | RBS 6101 | 0 | 0 | 0 | 0 | 0 | 10 | Batch 2 |  | #N/A | 2024 | GL | 2024-05-22 | 21 | -Mod. 850 (2-3) ; Exp. LTE (D) ; AAS FDD (EFHI) ; | 2 | 0 | 1 | 0 | 0 | 2 |  | 5 | 10 |  | 0 | 0 | 1 | 0 | 0 | 0 | 0 | 1 | Mod. 850 (2-3) ; Exp. LTE (D) ; AAS FDD (EFHI) ; | ABCEFHI | D(2-3) | 2 | 1 | 2 | Baseband 6631 | Baseband 6651 | [12 empty] | INST : Mod. 850 / LTE AWS / AAS FDD AWS&1900 / |  | MIC BO 3YPlan 2023_3BB_5R_1A | 6 | 1xBaseband 6631, 2xBaseband 6651, 2xRadio 2219 B5, 1xRadio 4415 B66A, 2xRadio AAS B25/B66, |  | 1xAntenna 4pH, | [41 empty] | 70 | 5 |  | 59 |  |  |  | #N/A | +591 75137341 | [8 empty] | 0 | 14 | [66 empty] | 1xBaseband 6631, 2xBaseband 6651, 2xRadio 2219 B5, 1xRadio 4415 B66A, 2xRadio AAS B25/B66, 1xAntenna 4pH, | EXISTING SITE 2G/LTE 700/AWS/LTE 1900/ L:ABCEFHI-> INST : Mod. 850 / LTE AWS / AAS FDD AWS&1900 / New :D(2-3)
372 | RO 2021 - LTE Capacity H1_119 Sitios / | 0 | Proyecto Millicom Bolivia 3YPlan 2023 | CLD | Colorada | In Services | -17.8333 | -63.175 | Urban | Santa Cruz de la Sierra | Andres Ibanez | Santa Cruz | 40 | Selfsupported | PBC6200 | - | 3 | 3 | 0 | 0 | 0 | 3 | 2 | 0 | 11 |  | 1 BB 6630 GL-1 DUW 31 01 | 3 RRUS 12B5 | 3 | 1 BB 6630 GL | 1 | RBS 6601 | 3 RRUS 01B5 W | 3 | 1 DUW 31 01 | 1 | RBS 6601 | N/A | 0 | N/A | 0 | N/A | N/A | 0 | N/A | 0 | N/A | 3 RRUS 11B4 | 3 | 0 BB 6630 GL | 0 | RBS 6601 | 2 R 4415 B2/B25 | 2 | 0 BB 6630 GL | 0 | RBS 6630 | 0 | 0 | 0 | 0 | 0 | 11 | Batch 2 |  | #N/A | 2024 | GWL | 2024-05-22 | 21 | -Mod. 850 (1-2) ; Exp. LTE (BI) ; MIMO4 LTE (F) ; AAS FDD (DG) ; Sectorizar (EH) | 2 | 0 | 1 | 1 | 1 | 1 |  | 6 | 11 |  | 1 | 0 | 1 | 0 | 0 | 1 | 0 | 3 | Mod. 850 (1-2) ; Exp. LTE (BI) ; MIMO4 LTE (F) ; AAS FDD (DG) ; Sectorizar (EH) | DEFGH | BI(1-2) | 1 | 0 | 1 |  | Baseband 6651 | [12 empty] | INST : Mod. 850 / LTE 700 / LTE 1900 / Sectorize AWS&1900 / AAS FDD AWS&1900 / |  | MIC BO 3YPlan 2023_1BB_6R_3A | 21 | 1xBaseband 6651, 2xRadio 2219 B5, 1xRadio 4415 B66A, 1xRadio 4499 44B2/25 44B66A, 1xRadio 4478 B12A, 1xRadio AAS B25/B66, |  | 1xAntenna 2pL, 1xAntenna 4pH, 1xTwin Beam Antenna, | [41 empty] | 70 | 6 |  | 59 |  |  |  | #N/A | +591 75137341 | [8 empty] | 0 | 14 | [66 empty] | 1xBaseband 6651, 2xRadio 2219 B5, 1xRadio 4415 B66A, 1xRadio 4499 44B2/25 44B66A, 1xRadio 4478 B12A, 1xRadio AAS B25/B66, 1xAntenna 2pL, 1xAntenna 4pH, 1xTwin Beam Antenna, | EXISTING SITE 2G/3G 850/AWS/LTE 1900/ L:DEFGH-> INST : Mod. 850 / LTE 700 / LTE 1900 / Sectorize AWS&1900 / AAS FDD AWS&1900 / New :BI(1-2)
374 | / 3G RO 2019 Coverage-Desinst | RO 2022 Capacity H2 | Proyecto Millicom Bolivia 3YPlan 2023 | BVT | Buena Vista | In Services | -17.4635 | -63.6675 | Rural | Buena Vista | Ichilo | Santa Cruz | 60 | Selfsupported | PBC6200 | - | 3 | 3 | 0 | 0 | 3 | 2 | 0 | 0 | 11 |  | 1 DUG 20 01-1 DUW 31 01-1 BB 5212 L | 3 RRUS 12 B5 G | 3 | 1 DUG 20 01 | 1 | RBS6601 | 3 RRU 01 B5 | 3 | 1 DUW 31 01 | 1 | RBS 6601 | N/A | 0 | N/A | 0 | N/A | 3 RRUS 11 B12 | 3 | 1 BB 5212 L | 1 | RBS6601 | 1 RRUS 11 B4 ; 1 R 4499 B2 B66A | 2 | 0 BB 5212 L | 0 | RBS6601 | N/A | 0 | N/A | 0 | N/A | 0 | 0 | 0 | 0 | 0 | 11 | Batch 2 |  | #N/A | 2024 | GWL | 2024-05-22 | 21 | -Mod. 850 (1-2) ; Exp. LTE (FH) ; MIMO4 LTE (E) ; AAS FDD (DG) ; | 2 | 0 | 1 | 0 | 0 | 1 |  | 4 | 11 |  | 0 | 0 | 1 | 0 | 0 | 0 | 0 | 1 | Mod. 850 (1-2) ; Exp. LTE (FH) ; MIMO4 LTE (E) ; AAS FDD (DG) ; | ABCDE | GFH(1-2) | 1 | 1 | 1 | Baseband 6631 | Baseband 6651 | [12 empty] | INST : Mod. 850 / LTE 1900 / LTE AWS / AAS FDD AWS&1900 / |  | MIC BO 3YPlan 2023_2BB_4R_1A | 3 | 1xBaseband 6631, 1xBaseband 6651, 2xRadio 2219 B5, 1xRadio 4415 B66A, 1xRadio AAS B25/B66, |  | 1xAntenna 4pH, | [41 empty] | 100 | 4 |  | 81 |  |  |  | #N/A | +591 75137341 | [8 empty] | 0 | 14 | [66 empty] | 1xBaseband 6631, 1xBaseband 6651, 2xRadio 2219 B5, 1xRadio 4415 B66A, 1xRadio AAS B25/B66, 1xAntenna 4pH, | EXISTING SITE 2G/3G 850/LTE 700/AWS/ L:ABCDE-> INST : Mod. 850 / LTE 1900 / LTE AWS / AAS FDD AWS&1900 / New :GFH(1-2)
472 | RO 2021 - LTE Capacity H1_119 Sitios / | 0 | Proyecto Millicom Bolivia 3YPlan 2023 | CHP | Club Hipico | In Services | -17.8135 | -63.196 | Urban | Santa Cruz de la Sierra | Andres Ibanez | Santa Cruz | 40 | Selfsupported | RBS6101 | - | 3 | 3 | 0 | 0 | 3 | 3 | 3 | 0 | 15 |  | 1 BB 6630 GL-1 DUW 31 01 | 3 RRUS 12 B5 G | 3 | 1 BB 6630 GL | 1 | RBS 6601_SHARE | 3 RRUS 01 B5 W | 3 | 1 DUW 31 01 | 1 | RBS 6601_SHARE | N/A | 0 | N/A | 0 | N/A | 3 RRUS 11 B12 | 3 | 0 BB 6630 GL | 0 | RBS6601_SHARE | 3 RRU 11 B4 | 3 | 0 BB 6630 GL | 0 | RBS6601_SHARE | 3 R 4415 B2/B25 | 3 | 0 BB 6630 GL | 0 | RBS 6630 | 0 | 0 | 0 | 0 | 0 | 15 | Batch 2 |  | #N/A | 2024 | GWL | 2024-05-22 | 21 | -Mod. 850 (1-2-3) ; AAS FDD (DFGI) ; Sectorizar (EH) | 3 | 0 | 1 | 0 | 0 | 2 |  | 6 | 15 |  | 0 | 0 | 0 | 0 | 0 | 1 | 0 | 1 | Mod. 850 (1-2-3) ; AAS FDD (DFGI) ; Sectorizar (EH) | ABCDEFGHI | (1-2-3) | 16 | 0 | 2 |  | Baseband 6651 | [12 empty] | INST : Mod. 850 / Sectorize AWS&1900 / AAS FDD AWS&1900 / |  | MIC BO 3YPlan 2023_2BB_6R_1A | 20 | 2xBaseband 6651, 3xRadio 2219 B5, 1xRadio 4415 B66A, 2xRadio AAS B25/B66, |  | 1xTwin Beam Antenna, | [41 empty] | 70 | 6 |  | 59 |  |  |  | #N/A | +591 71369827 | [8 empty] | 0 | 14 | [66 empty] | 2xBaseband 6651, 3xRadio 2219 B5, 1xRadio 4415 B66A, 2xRadio AAS B25/B66, 1xTwin Beam Antenna, | EXISTING SITE 2G/3G 850/LTE 700/AWS/LTE 1900/ L:ABCDEFGHI-> INST : Mod. 850 / Sectorize AWS&1900 / AAS FDD AWS&1900 / New :(1-2-3)
519 | / LTE RO 2019 Capacity H1 | RO 2022 Capacity H2 | Proyecto Millicom Bolivia 3YPlan 2023 | CHN | Chane | In Services | -16.9765 | -63.2244 | Rural | Fernandez Alonso | Obispo Santisteban | Santa Cruz | 72 | Guyed | Enclosure 6150 | - | 3 | 3 | 0 | 0 | 3 | 0 | 3 | 0 | 12 |  | 1 DUG 20 01-1 DUW 31 01-1 BB 5212 L | 3 RRU 01 B5 | 3 | 1 DUG 20 01 | 1 | RBS 6601_SHARE | 3 RRU 01 B5 | 3 | 1 DUW 31 01 | 1 | RBS6601 | N/A | 0 | N/A | 0 | N/A | 3 RRUS 11 B12 | 3 | 1 BB 5212 L | 1 | RBS6601_SHARE | N/A | 0 | 0 BB 5212 L | 0 | RBS6601_SHARE | 3 R 4415 B2 B25 | 3 | 0 BB 5212 L | 0 | RBS 6601_SHARE | 0 | 0 | 0 | 0 | 0 | 12 | 0 |  | #N/A | 2025 | GWL | 2024-05-22 | 21 | -Mod. 850 (1-2-3) ; AAS FDD (DEFGHI) ; | 3 | 0 | 0 | 0 | 0 | 3 |  | 6 | 12 |  | 0 | 0 | 0 | 0 | 0 | 0 | 0 | 0 | Mod. 850 (1-2-3) ; AAS FDD (DEFGHI) ; | ABCDEFGHI | (1-2-3) | 26 | 1 | 2 | Baseband 6631 | Baseband 6651 | [12 empty] | INST : Mod. 850 / AAS FDD AWS&1900 / |  | MIC BO 3YPlan 2023_3BB_6R | 9 | 1xBaseband 6631, 2xBaseband 6651, 3xRadio 2219 B5, 3xRadio AAS B25/B66, | [43 empty] | 100 | 6 |  | 95 |  |  |  | #N/A | +591 71369827 | [8 empty] | 0 | 14 | [66 empty] | 1xBaseband 6631, 2xBaseband 6651, 3xRadio 2219 B5, 3xRadio AAS B25/B66, | EXISTING SITE 2G/3G 850/LTE 700/LTE 1900/ L:ABCDEFGHI-> INST : Mod. 850 / AAS FDD AWS&1900 / New :(1-2-3)
162 | / LTE RO 2020 Capacity H2 - 1900Mhz | 0 | Proyecto Millicom Bolivia 3YPlan 2023 | CAA | Campana | In Services | -17.8262 | -63.1223 | Urban | Santa Cruz de la Sierra | Andres Ibanez | Santa Cruz | 40 | Selfsupported | PBC6200 | - | 3 | 3 | 0 | 3 | 3 | 3 | 0 | 0 | 15 |  | 1 DUG 20 01-1 DUW 31 01-1 DUW 31 01-1 DUS 31 01 | 3 RRUS 12 B5 G | 3 | 1 DUG 20 01 | 1 | RBS 6601 | 3 RRUS 01 B5 W | 3 | 1 DUW 31 01 | 1 | RBS 6601 | 3 RRUS 01 B2 W | 3 | 1 DUW 31 01 | 1 | RBS 6601 | 3 RRUS 11 B12 | 3 | 1 DUS 31 01 | 1 | RBS 6601 | 3 RRUS 32 B4 | 3 | 0 DUS 31 01 | 0 | RBS 6601 | N/A | 0 | N/A | 0 | N/A | 0 | 0 | 0 | 0 | 0 | 15 | Batch 2 |  | #N/A | 2024 | GWL | 2024-05-27 | 22 | -Mod. 850 (1-2-3) ; Exp. LTE (G) ; AAS FDD (EFHI) ; | 3 | 1 | 0 | 0 | 0 | 2 |  | 6 | 15 |  | 0 | 0 | 1 | 0 | 0 | 0 | 0 | 1 | Mod. 850 (1-2-3) ; Exp. LTE (G) ; AAS FDD (EFHI) ; | ABCDEFHI | G(1-2-3) | 1 | 1 | 2 | Baseband 6631 | Baseband 6651 | [12 empty] | INST : Mod. 850 / LTE 1900 / AAS FDD AWS&1900 / |  | MIC BO 3YPlan 2023_3BB_6R_1A | 19 | 1xBaseband 6631, 2xBaseband 6651, 3xRadio 2219 B5, 1xRadio 4415 B2/25, 2xRadio AAS B25/B66, |  | 1xAntenna 4pH, | [41 empty] | 70 | 6 |  | 59 |  |  |  | #N/A | +591 71369827 | [8 empty] | 0 | 14 | [66 empty] | 1xBaseband 6631, 2xBaseband 6651, 3xRadio 2219 B5, 1xRadio 4415 B2/25, 2xRadio AAS B25/B66, 1xAntenna 4pH, | EXISTING SITE 2G/3G 850/3G 1900/LTE 700/AWS/ L:ABCDEFHI-> INST : Mod. 850 / LTE 1900 / AAS FDD AWS&1900 / New :G(1-2-3)
190 | / LTE RO 2019 Capacity H2 | 0 | Proyecto Millicom Bolivia 3YPlan 2023 | CNF | Col. Nacional Florida | In Services | -17.791 | -63.1795 | Urban | Santa Cruz de la Sierra | Andres Ibanez | Santa Cruz | 6 | Monopolo | RBS6101 | - | 0 | 3 | 0 | 3 | 0 | 3 | 1 | 0 | 10 |  | 1 DUW3101-1 DUW 31 01-1 BB 6630 L | N/A | 0 | N/A | 0 | N/A | 3 RRUS01B5 W | 3 | 1 DUW3101 | 1 | RBS 6101 | 3 RRUS 01 B2 W | 3 | 1 DUW 31 01 | 1 | RBS 6101 | N/A | 0 | N/A | 0 | N/A | 1 RRUS 32 B4; 2 R 4415 B66A | 3 | 1 BB 6630 L | 1 | RBS6630 | 1 R 4415 B2/B25 | 1 | 0 BB 6630 L | 0 | RBS6630 | 0 | 0 | 0 | 0 | 0 | 10 | Batch 2 |  | #N/A | 2024 | WL | 2024-05-27 | 22 | -Mod. 850 (1-2-3) ; Exp. LTE (GI) ; AAS FDD (EH) ; | 3 | 2 | 0 | 0 | 0 | 1 |  | 6 | 10 |  | 0 | 0 | 2 | 0 | 0 | 0 | 0 | 2 | Mod. 850 (1-2-3) ; Exp. LTE (GI) ; AAS FDD (EH) ; | DEFH | GI(1-2-3) | 1 | 0 | 1 |  | Baseband 6651 | [12 empty] | INST : Mod. 850 / LTE 1900 / AAS FDD AWS&1900 / |  | MIC BO 3YPlan 2023_1BB_6R_2A | 11 | 1xBaseband 6651, 3xRadio 2219 B5, 2xRadio 4415 B2/25, 1xRadio AAS B25/B66, |  | 2xAntenna 4pH, | [41 empty] | 30 | 6 |  | 21 |  |  |  | #N/A | +591 75137341 | [8 empty] | 0 | 14 | [66 empty] | 1xBaseband 6651, 3xRadio 2219 B5, 2xRadio 4415 B2/25, 1xRadio AAS B25/B66, 2xAntenna 4pH, | EXISTING SITE 3G 850/3G 1900/AWS/LTE 1900/ L:DEFH-> INST : Mod. 850 / LTE 1900 / AAS FDD AWS&1900 / New :GI(1-2-3)
228 | RO 2021 - LTE Capacity H1_119 Sitios / | 0 | Proyecto Millicom Bolivia 3YPlan 2023 | COR | Corte | In Services | -17.7751 | -63.1807 | Urban | Santa Cruz de la Sierra | Andres Ibanez | Santa Cruz | 6 | Monopolo | PU6210 | - | 3 | 3 | 0 | 0 | 0 | 3 | 2 | 0 | 11 |  | 1 BB 6630 GL-1 DUW 31 01 | 3 RRU 12 B5 | 3 | 1 BB 6630 GL | 1 | RBS 6601_SHARE | 3 RRU 01 B5 | 3 | 1 DUW 31 01 | 1 | RBS6601_SHARE | N/A | 0 | N/A | 0 | N/A | N/A | 0 | N/A | 0 | N/A | 3 RRU 11 B4 | 3 | 0 BB 6630 GL | 0 | RBS6601_SHARE | 2 R 4415 B2/B25 | 2 | 0 BB 6630 GL | 0 | RBS 6630 | 0 | 0 | 0 | 0 | 0 | 11 | Batch 2 |  | #N/A | 2024 | GWL | 2024-05-27 | 22 | -Mod. 850 (1-2-3) ; Exp. LTE (H) ; MIMO4 LTE (E) ; AAS FDD (DFGI) ; | 3 | 0 | 0 | 1 | 0 | 2 |  | 6 | 11 |  | 0 | 0 | 1 | 0 | 0 | 0 | 0 | 1 | Mod. 850 (1-2-3) ; Exp. LTE (H) ; MIMO4 LTE (E) ; AAS FDD (DFGI) ; | DEFGI | H(1-2-3) | 5 | 0 | 2 |  | Baseband 6651 | [12 empty] | INST : Mod. 850 / LTE 1900 / AAS FDD AWS&1900 / |  | MIC BO 3YPlan 2023_2BB_6R_1A | 20 | 2xBaseband 6651, 3xRadio 2219 B5, 1xRadio 4499 44B2/25 44B66A, 2xRadio AAS B25/B66, |  | 1xAntenna 4pH, | [41 empty] | 30 | 6 |  | 21 |  |  |  | #N/A | +591 75137341 | [8 empty] | 0 | 14 | [66 empty] | 2xBaseband 6651, 3xRadio 2219 B5, 1xRadio 4499 44B2/25 44B66A, 2xRadio AAS B25/B66, 1xAntenna 4pH, | EXISTING SITE 2G/3G 850/AWS/LTE 1900/ L:DEFGI-> INST : Mod. 850 / LTE 1900 / AAS FDD AWS&1900 / New :H(1-2-3)
285 | 0 | 0 | Proyecto Millicom Bolivia 3YPlan 2023 | CEN | Centenario | In Services | -17.7785 | -63.2059 | Urban | Santa Cruz de la Sierra | Andres Ibanez | Santa Cruz | 60 | Selfsupported | Enclosure 6150 | - | 3 | 3 | 0 | 0 | 3 | 3 | 2 | 0 | 14 |  | 1 DUG 20 01-1 DUW 31 01-1 BB 6630 (L) | 3 RRUS 12 B5 G | 3 | 1 DUG 20 01 | 1 | RBS 6601_SHARE | 3 RRUS 01 B5 W | 3 | 1 DUW 31 01 | 1 | RBS 6601 | N/A | 0 | N/A | 0 | N/A | 3 RRUS 11 B12 | 3 | 1 BB 6630 (L) | 1 | RBS 6630 | 2 RRUS 32 B4 ; 1 RRUS 11 B4 | 3 | 0 BB 6630 (L) | 0 | RBS 6630 | 2 R 4415 B2/B25 | 2 | 0 BB 6630 (L) | 0 | RBS 6630 | 0 | 0 | 0 | 0 | 0 | 14 | Batch 2 |  | #N/A | 2024 | GWL | 2024-05-27 | 22 | -Mod. 850 (1-2-3) ; AAS FDD (DFGI) ; Sectorizar (EH) | 3 | 0 | 0 | 0 | 0 | 2 |  | 5 | 14 |  | 0 | 0 | 0 | 0 | 0 | 1 | 0 | 1 | Mod. 850 (1-2-3) ; AAS FDD (DFGI) ; Sectorizar (EH) | ABCDEFHI | G(1-2-3) | 16 | 0 | 2 |  | Baseband 6651 | [12 empty] | INST : Mod. 850 / Sectorize AWS&1900 / AAS FDD AWS&1900 / |  | MIC BO 3YPlan 2023_2BB_5R_1A | 14 | 2xBaseband 6651, 3xRadio 2219 B5, 2xRadio AAS B25/B66, |  | 1xTwin Beam Antenna, | [41 empty] | 100 | 5 |  | 81 |  |  |  | #N/A | +591 75137341 | [8 empty] | 0 | 14 | [66 empty] | 2xBaseband 6651, 3xRadio 2219 B5, 2xRadio AAS B25/B66, 1xTwin Beam Antenna, | EXISTING SITE 2G/3G 850/LTE 700/AWS/LTE 1900/ L:ABCDEFHI-> INST : Mod. 850 / Sectorize AWS&1900 / AAS FDD AWS&1900 / New :G(1-2-3)
318 | 0 | 0 | Proyecto Millicom Bolivia 3YPlan 2023 | CAN | 4 Canada | In Services | -17.2592 | -62.5561 | Rural | Cuatro Canadas | Nuflo de Chavez | Santa Cruz | 72 | Guyed | PBC6200 | - | 3 | 3 | 0 | 0 | 3 | 2 | 1 | 0 | 12 |  | 1 DUG 20 01-1 DUW 31 01-1 BB 6630 L | 3 RRUS 12 B5 G | 3 | 1 DUG 20 01 | 1 | RBS6601 Share | 3 RRUS 01 B5 W | 3 | 1 DUW 31 01 | 1 | RBS6601 | N/A | 0 | N/A | 0 | N/A | 3 RRUS 11 B12 | 3 | 1 BB 6630 L | 1 | RBS6630 | 1 RRUS 11 B4 ; 1 RRUS 32 B4 | 2 | 0 BB 6630 L | 0 | RBS6630 | 1 R 4415 B2/B25 | 1 | 0 BB 6630 L | 0 | RBS6630 | 0 | 0 | 0 | 0 | 0 | 12 | Batch 2 |  | #N/A | 2024 | GWL | 2024-05-27 | 22 | -Mod. 850 (3) ; Exp. LTE (E) ; MIMO4 LTE (D) ; AAS FDD (FI) ; | 1 | 0 | 2 | 0 | 0 | 1 |  | 4 | 12 |  | 0 | 0 | 2 | 0 | 0 | 0 | 0 | 2 | Mod. 850 (3) ; Exp. LTE (E) ; MIMO4 LTE (D) ; AAS FDD (FI) ; | ABCDFI | E(3) | 1 | 0 | 1 |  | Baseband 6651 | [12 empty] | INST : Mod. 850 / LTE AWS / AAS FDD AWS&1900 / |  | MIC BO 3YPlan 2023_1BB_4R_2A | 12 | 1xBaseband 6651, 1xRadio 2219 B5, 2xRadio 4415 B66A, 1xRadio AAS B25/B66, |  | 2xAntenna 4pH, | [41 empty] | 100 | 4 |  | 95 |  |  |  | #N/A | +591 71369827 | [8 empty] | 0 | 14 | [66 empty] | 1xBaseband 6651, 1xRadio 2219 B5, 2xRadio 4415 B66A, 1xRadio AAS B25/B66, 2xAntenna 4pH, | EXISTING SITE 2G/3G 850/LTE 700/AWS/LTE 1900/ L:ABCDFI-> INST : Mod. 850 / LTE AWS / AAS FDD AWS&1900 / New :E(3)
379 | 0 | 0 | Proyecto Millicom Bolivia 3YPlan 2023 | CCO | Canal Cotoca | In Services | -17.7768 | -63.1596 | Urban | Santa Cruz de la Sierra | Andres Ibanez | Santa Cruz | 8 | Monopolo | RBS6101 | - | 3 | 3 | 0 | 3 | 0 | 3 | 1 | 0 | 13 |  | 1 DUG 20 01-1 DUW 31 01-1 DUW 31 01-1 BB 6630 L | 3 RRU 12 B5 | 3 | 1 DUG 20 01 | 1 | RBS 6601_SHARE | 3 RRU 01 B5 | 3 | 1 DUW 31 01 | 1 | RBS 6601_SHARE | 3 RRUS 01 B2 W | 3 | 1 DUW 31 01 | 1 | RBS 6601_SHARE | N/A | 0 | N/A | 0 | N/A | 3 RRUS 32 B4 | 3 | 1 BB 6630 L | 1 | RBS6630 | 1 R 4415 B2/B25 | 1 | 0 BB 6630 L | 0 | RBS6630 | 0 | 0 | 0 | 0 | 0 | 13 | Batch 2 |  | #N/A | 2024 | GWL | 2024-05-27 | 22 | -Mod. 850 (1-2) ; Exp. LTE (GI) ; MIMO4 LTE (DF) ; AAS FDD (EH) ; | 2 | 0 | 0 | 2 | 0 | 1 |  | 5 | 13 |  | 0 | 0 | 2 | 0 | 0 | 0 | 0 | 2 | Mod. 850 (1-2) ; Exp. LTE (GI) ; MIMO4 LTE (DF) ; AAS FDD (EH) ; | DEFH | GI(1-2) | 1 | 0 | 1 |  | Baseband 6651 | [12 empty] | INST : Mod. 850 / LTE 1900 / AAS FDD AWS&1900 / |  | MIC BO 3YPlan 2023_1BB_5R_2A | 17 | 1xBaseband 6651, 2xRadio 2219 B5, 2xRadio 4499 44B2/25 44B66A, 1xRadio AAS B25/B66, |  | 2xAntenna 4pH, | [41 empty] | 30 | 5 |  | 23 |  |  |  | #N/A | +591 71369827 | [8 empty] | 0 | 14 | [66 empty] | 1xBaseband 6651, 2xRadio 2219 B5, 2xRadio 4499 44B2/25 44B66A, 1xRadio AAS B25/B66, 2xAntenna 4pH, | EXISTING SITE 2G/3G 850/3G 1900/AWS/LTE 1900/ L:DEFH-> INST : Mod. 850 / LTE 1900 / AAS FDD AWS&1900 / New :GI(1-2)
457 | RO 2021 - LTE Capacity H1_119 Sitios / LTE RO 2020 Capacity H1 - AWS/LTE RO 2020 Capacity H2 - 1900Mhz/High Load Cells_Only F1 | 0 | Proyecto Millicom Bolivia 3YPlan 2023 | COC3 | Cotoca 3 | In Services | -17.7612 | -62.9982 | Rural | Cotoca | Cotoca | Santa Cruz | 40 | Selfsupported | Enclosure 6150 | - | 0 | 3 | 0 | 0 | 3 | 3 | 3 | 0 | 12 |  | 1 BB 6630 W-1 BB 6630 L | N/A | 0 | N/A | 0 | N/A | 3 RRU 2219 B5 | 3 | 1 BB 6630 W | 1 | RBS 6630 | N/A | 0 | N/A | 0 | N/A | 3 RRUS 11 B12 | 3 | 1 BB 6630 L | 1 | RBS 6630 | 3 R 4415 B66A | 3 | 0 BB 6630 L | 0 | RBS 6630 | 3 R 4415 B2/B25 | 3 | 0 BB 6630 L | 0 | RBS 6630 | 0 | 0 | 0 | 0 | 0 | 12 | 0 |  | #N/A | 2024 | WL | 2024-05-27 | 22 | -Mod. 850 (1-2-3) ; AAS FDD (DEFGHI) ; | 0 | 0 | 0 | 0 | 0 | 3 |  | 3 | 12 |  | 0 | 0 | 0 | 0 | 0 | 0 | 0 | 0 | Mod. 850 (1-2-3) ; AAS FDD (DEFGHI) ; | ABCDEFGHI | (1-2-3) | 26 | 0 | 2 |  | Baseband 6651 | [12 empty] | INST : Mod. 850 / AAS FDD AWS&1900 / |  | MIC BO 3YPlan 2023_2BB_3R | 6 | 2xBaseband 6651, 3xRadio AAS B25/B66, | [43 empty] | 70 | 3 |  | 59 |  |  |  | #N/A | +591 75137341 | [8 empty] | 0 | 14 | [66 empty] | 2xBaseband 6651, 3xRadio AAS B25/B66, | EXISTING SITE 3G 850/LTE 700/AWS/LTE 1900/ L:ABCDEFGHI-> INST : Mod. 850 / AAS FDD AWS&1900 / New :(1-2-3)
494 | RO 2021 - LTE Capacity H1_119 Sitios / | 0 | Proyecto Millicom Bolivia 3YPlan 2023 | CDC | Canada El Carmen | In Services | -17.8163 | -63.1501 | Urban | Santa Cruz de la Sierra | Andres Ibanez | Santa Cruz | 25 | Selfsupported | PBC6200 | - | 3 | 3 | 0 | 0 | 0 | 3 | 2 | 0 | 11 |  | 1 DUG 20 01-1 DUW 31 01-1 DUS 31 02 | 3 RRU 12 B5 | 3 | 1 DUG 20 01 | 1 | RBS 6601_SHARE | 3 RRU 01 B5 | 3 | 1 DUW 31 01 | 1 | RBS 6601_SHARE | N/A | 0 | N/A | 0 | N/A | N/A | 0 | N/A | 0 | N/A | 3 RRUS 32 B4 | 3 | 1 DUS 31 02 | 1 | RBS6601_SHARE | 2 R 4415 B2/B25 | 2 | 0 DUS 3102 | 0 | RBS 6601 | 0 | 0 | 0 | 0 | 0 | 11 | Batch 2 |  | #N/A | 2024 | GWL | 2024-05-27 | 22 | -Mod. 850 (1-2) ; Exp. LTE (AI) ; AAS FDD (EH) ; | 2 | 1 | 0 | 0 | 1 | 1 |  | 5 | 11 |  | 1 | 0 | 1 | 0 | 0 | 0 | 0 | 2 | Mod. 850 (1-2) ; Exp. LTE (AI) ; AAS FDD (EH) ; | DEFGH | AI(1-2) | 1 | 1 | 1 | Baseband 6631 | Baseband 6651 | [12 empty] | INST : Mod. 850 / LTE 700 / LTE 1900 / AAS FDD AWS&1900 / |  | MIC BO 3YPlan 2023_2BB_5R_2A | 7 | 1xBaseband 6631, 1xBaseband 6651, 2xRadio 2219 B5, 1xRadio 4415 B2/25, 1xRadio 4478 B12A, 1xRadio AAS B25/B66, |  | 1xAntenna 2pL, 1xAntenna 4pH, | [41 empty] | 50 | 5 |  | 42 |  |  |  | #N/A | +591 71369827 | [8 empty] | 0 | 14 | [66 empty] | 1xBaseband 6631, 1xBaseband 6651, 2xRadio 2219 B5, 1xRadio 4415 B2/25, 1xRadio 4478 B12A, 1xRadio AAS B25/B66, 1xAntenna 2pL, 1xAntenna 4pH, | EXISTING SITE 2G/3G 850/AWS/LTE 1900/ L:DEFGH-> INST : Mod. 850 / LTE 700 / LTE 1900 / AAS FDD AWS&1900 / New :AI(1-2)
496 | RO 2021 - LTE Capacity H2/ / LTE RO 2020 Capacity H2 - 1900Mhz/High Load Cells_Only F1 | 0 | Proyecto Millicom Bolivia 3YPlan 2023 | CPA | Canada Pailita | In Services | -17.82 | -63.1436 | Urban | Santa Cruz de la Sierra | Andres Ibanez | Santa Cruz | 25 | Selfsupported | RBS6101 | - | 3 | 3 | 0 | 0 | 1 | 2 | 2 | 0 | 11 |  | 1 DUG 20 01-1 BB 6630 W-1 BB 6630 L | 3 RRUS 01 B5 G | 3 | 1 DUG 20 01 | 1 | RBS6101 | 3 RRU 01 B5 W | 3 | 1 BB 6630 W | 1 | RBS6630 | N/A | 0 | N/A | 0 | N/A | 1 R 4478 B12A | 1 | 0 BB 6630 L | 0 | RBS 6630 | 2 Radio 4415 B66A | 2 | 1 BB 6630 L | 1 | RBS 6630 | 2 R 4415 B2/B25 | 2 | 0 BB 6630 L | 0 | RBS 6630 | 0 | 0 | 0 | 0 | 0 | 11 | Batch 2 |  | #N/A | 2024 | GWL | 2024-05-27 | 22 | -Mod. 850 (1-3) ; AAS FDD (FI) ; | 2 | 0 | 0 | 0 | 0 | 1 |  | 3 | 11 |  | 0 | 0 | 0 | 0 | 0 | 0 | 0 | 0 | Mod. 850 (1-3) ; AAS FDD (FI) ; | CDFGI | (1-3) | 1 | 0 | 1 |  | Baseband 6651 | [12 empty] | INST : Mod. 850 / AAS FDD AWS&1900 / |  | MIC BO 3YPlan 2023_1BB_3R | 7 | 1xBaseband 6651, 2xRadio 2219 B5, 1xRadio AAS B25/B66, | [43 empty] | 50 | 3 |  | 42 |  |  |  | #N/A | +591 75137341 | [8 empty] | 0 | 14 | [66 empty] | 1xBaseband 6651, 2xRadio 2219 B5, 1xRadio AAS B25/B66, | EXISTING SITE 2G/3G 850/LTE 700/AWS/LTE 1900/ L:CDFGI-> INST : Mod. 850 / AAS FDD AWS&1900 / New :(1-3)
163 | RO 2021 - LTE Capacity H2/ / LTE RO 2019 Capacity H1 | 0 | Proyecto Millicom Bolivia 3YPlan 2023 | COS | Cospail | In Services | -17.8245 | -63.2289 | Urban | Santa Cruz de la Sierra | Andres Ibanez | Santa Cruz | 60 | Selfsupported | RBS6101 | RBS6101 | 3 | 3 | 0 | 0 | 3 | 3 | 3 | 0 | 15 |  | 1 DUG 20 01-1 BB 6630 W-1 BB 6630 L | 3 RRUS 12 B5 G | 3 | 1 DUG 20 01 | 1 | RBS 6101 | 3 RRUS 01B5 W | 3 | 1 BB 6630 W | 1 | RBS 6101 | N/A | 0 | N/A | 0 | N/A | 3 RRUS 11 B12 | 3 | 0 BB 6630 L | 0 | RBS6630 | 2 RRUS 11B4 ; 1 R4415B66A | 3 | 1 BB 6630 L | 1 | RBS6630 | 3 R 4415 B2/B25 | 3 | 0 BB 6630 L | 0 | RBS6630 | 0 | 0 | 0 | 0 | 0 | 15 | Batch 2 |  | #N/A | 2024 | GWL | 2024-05-30 | 22 | -Mod. 850 (1-2-3) ; AAS FDD (DEGH) ; Sectorizar (FI) | 3 | 0 | 1 | 0 | 0 | 2 |  | 6 | 15 |  | 0 | 0 | 0 | 0 | 0 | 1 | 0 | 1 | Mod. 850 (1-2-3) ; AAS FDD (DEGH) ; Sectorizar (FI) | ABCDEFGHI | (1-2-3) | 8 | 0 | 2 |  | Baseband 6651 | [12 empty] | INST : Mod. 850 / Sectorize AWS&1900 / AAS FDD AWS&1900 / |  | MIC BO 3YPlan 2023_2BB_6R_1A | 20 | 2xBaseband 6651, 3xRadio 2219 B5, 1xRadio 4415 B66A, 2xRadio AAS B25/B66, |  | 1xTwin Beam Antenna, | [41 empty] | 100 | 6 |  | 81 |  |  |  | #N/A | +591 71369827 | [8 empty] | 0 | 14 | [66 empty] | 2xBaseband 6651, 3xRadio 2219 B5, 1xRadio 4415 B66A, 2xRadio AAS B25/B66, 1xTwin Beam Antenna, | EXISTING SITE 2G/3G 850/LTE 700/AWS/LTE 1900/ L:ABCDEFGHI-> INST : Mod. 850 / Sectorize AWS&1900 / AAS FDD AWS&1900 / New :(1-2-3)
169 | RO 2021 - LTE Capacity H2/0 | 0 | Proyecto Millicom Bolivia 3YPlan 2023 | DIC | 25 de Diciembre | In Services | -17.8154 | -63.1386 | Urban | Santa Cruz de la Sierra | Andres Ibanez | Santa Cruz | 40 | Selfsupported | PBC6200 | - | 3 | 3 | 0 | 0 | 3 | 3 | 1 | 0 | 13 |  | 1 DUG 20 01-1 DUW 31 01-1 BB 6630 L | 3 RRU 12 B5 | 3 | 1 DUG 20 01 | 1 | RBS 6601_SHARE | 3 RRU 01 B5 | 3 | 1 DUW 31 01 | 1 | RBS6601_SHARE | N/A | 0 | N/A | 0 | N/A | 3 RRUS 11 B12 | 3 | 0 BB 6630 L | 0 | RBS6630 | 2 RRUS 32 B4 ; 1 RRUS 11 B4 | 3 | 1 BB 6630 L | 1 | RBS6630 | 1 R 4415 B2/B25 | 1 | 0 BB 6630 L | 0 | RBS6630 | 0 | 0 | 0 | 0 | 0 | 13 | Batch 2 |  | #N/A | 2024 | GWL | 2024-05-30 | 22 | -Mod. 850 (1-2-3) ; AAS FDD (DFGI) ; Sectorizar (EH) | 3 | 1 | 0 | 0 | 0 | 2 |  | 6 | 13 |  | 0 | 0 | 0 | 0 | 0 | 1 | 0 | 1 | Mod. 850 (1-2-3) ; AAS FDD (DFGI) ; Sectorizar (EH) | ABCDEFI | GH(1-2-3) | 16 | 0 | 2 |  | Baseband 6651 | [12 empty] | INST : Mod. 850 / Sectorize AWS&1900 / AAS FDD AWS&1900 / |  | MIC BO 3YPlan 2023_2BB_6R_1A | 20 | 2xBaseband 6651, 3xRadio 2219 B5, 1xRadio 4415 B2/25, 2xRadio AAS B25/B66, |  | 1xTwin Beam Antenna, | [41 empty] | 70 | 6 |  | 59 |  |  |  | #N/A | +591 75137341 | [8 empty] | 0 | 14 | [66 empty] | 2xBaseband 6651, 3xRadio 2219 B5, 1xRadio 4415 B2/25, 2xRadio AAS B25/B66, 1xTwin Beam Antenna, | EXISTING SITE 2G/3G 850/LTE 700/AWS/LTE 1900/ L:ABCDEFI-> INST : Mod. 850 / Sectorize AWS&1900 / AAS FDD AWS&1900 / New :GH(1-2-3)
217 | / LTE RO 2020 Capacity H1 - 1900Mhz | 0 | Proyecto Millicom Bolivia 3YPlan 2023 | CUN | Canal Universitario | In Services | -17.7778 | -63.1961 | Urban | Santa Cruz de la Sierra | Andres Ibanez | Santa Cruz | 25 | Selfsupported | PBC6200 | - | 0 | 0 | 3 | 0 | 2 | 4 | 3 | 0 | 12 |  | 1 DUG 20 01-1 DUW 31 01-1 BB 5212 L | 3 RRUS 12 B5 GW | 3 | 1 DUG 20 01 | 1 | RBS 6601_SHARE | 0 RRUS 12 B5 GW | 0 | 1 DUW 31 01 | 1 | RBS 6601 | N/A | 0 | N/A | 0 | N/A | 2 RRUS 11 B12 | 2 | 1 BB 5212 L | 1 | RBS 6601 | 2 RRUS 11 B4 2R 4415B66A | 4 | 0 BB 5212 L | 0 | RBS 6601 | 3 R 2217B2 | 3 | 0 BB 5212 L | 0 | RBS 6601 | 0 | 0 | 0 | 0 | 0 | 12 | Batch 2 |  | #N/A | 2024 | GWL | 2024-05-30 | 22 | -Mod. 850 (1-2) ; AAS FDD (DG) ; Sectorizar (EH) | 2 | 0 | 0 | 1 | 0 | 1 |  | 4 | 12 |  | 0 | 0 | 0 | 0 | 0 | 1 | 0 | 1 | Mod. 850 (1-2) ; AAS FDD (DG) ; Sectorizar (EH) | ACDEFGHI | (1-2) | 1 | 1 | 1 | Baseband 6631 | Baseband 6651 | [12 empty] | INST : Mod. 850 / Sectorize AWS&1900 / AAS FDD AWS&1900 / |  | MIC BO 3YPlan 2023_2BB_4R_1A | 3 | 1xBaseband 6631, 1xBaseband 6651, 2xRadio 2219 B5, 1xRadio 4499 44B2/25 44B66A, 1xRadio AAS B25/B66, |  | 1xTwin Beam Antenna, | [41 empty] | 50 | 4 |  | 42 |  |  |  | #N/A | +591 75137341 | [8 empty] | 0 | 14 | [66 empty] | 1xBaseband 6631, 1xBaseband 6651, 2xRadio 2219 B5, 1xRadio 4499 44B2/25 44B66A, 1xRadio AAS B25/B66, 1xTwin Beam Antenna, | EXISTING SITE MIXMODE 850/LTE 700/AWS/LTE 1900/ L:ACDEFGHI-> INST : Mod. 850 / Sectorize AWS&1900 / AAS FDD AWS&1900 / New :(1-2)
226 | 0 | 0 | Proyecto Millicom Bolivia 3YPlan 2023 | CRE | Ciudad Real | In Services | -17.7741 | -63.1994 | Urban | Santa Cruz de la Sierra | Andres Ibanez | Santa Cruz | 25 | Selfsupported | RBS6101 | - | 0 | 0 | 3 | 3 | 1 | 4 | 0 | 0 | 11 |  | 1 DUG 20 01-1 DUW 31 01-1 DUW 31 01-1 BB 5212 L | 3 RRUS 01 B5 GW | 3 | 1 DUG 20 01 | 1 | RBS 6601_SHARE | 0 RRU 01 B5 GW | 0 | 1 DUW 31 01 | 1 | RBS 6601_SHARE | 3 RRUS 01 B2 W | 3 | 1 DUW 31 01 | 1 | RBS 6601_SHARE | 1 RRUS 11 B12 | 1 | 1 BB 5212 L | 1 | RBS 6601 | 2 RRUS 32 B4 2R 4415B66A | 4 | 0 BB 5212 L | 0 | RBS 6601_SHARE | N/A | 0 | N/A | 0 | N/A | 0 | 0 | 0 | 0 | 0 | 11 | Batch 2 |  | #N/A | 2024 | GWL | 2024-05-30 | 22 | -Mod. 850 (2) ; Exp. LTE (GI) ; AAS FDD (EH) ; | 1 | 2 | 0 | 0 | 0 | 1 |  | 4 | 11 |  | 0 | 0 | 2 | 0 | 0 | 0 | 0 | 2 | Mod. 850 (2) ; Exp. LTE (GI) ; AAS FDD (EH) ; | BDEFH | GI(2) | 1 | 1 | 1 | Baseband 6631 | Baseband 6651 | [12 empty] | INST : Mod. 850 / LTE 1900 / AAS FDD AWS&1900 / |  | MIC BO 3YPlan 2023_2BB_4R_2A | 7 | 1xBaseband 6631, 1xBaseband 6651, 1xRadio 2219 B5, 2xRadio 4415 B2/25, 1xRadio AAS B25/B66, |  | 2xAntenna 4pH, | [41 empty] | 50 | 4 |  | 42 |  |  |  | #N/A | +591 75137341 | [8 empty] | 0 | 14 | [66 empty] | 1xBaseband 6631, 1xBaseband 6651, 1xRadio 2219 B5, 2xRadio 4415 B2/25, 1xRadio AAS B25/B66, 2xAntenna 4pH, | EXISTING SITE MIXMODE 850/3G 1900/LTE 700/AWS/ L:BDEFH-> INST : Mod. 850 / LTE 1900 / AAS FDD AWS&1900 / New :GI(2)
327 | 0 | RO 2022 Capacity H2 | Proyecto Millicom Bolivia 3YPlan 2023 | CSE | Calle Seoane | In Services | -17.7799 | -63.1825 | Urban | Santa Cruz de la Sierra | Andres Ibanez | Santa Cruz | 6 | Monopolo | RBS6101 | - | 0 | 3 | 0 | 0 | 0 | 3 | 3 | 0 | 9 |  | 1 DUW 31 01-1 BB 5212 L | N/A | 0 | N/A | 0 | N/A | 3 RRUS 01B5 W | 3 | 1 DUW 31 01 | 1 | RBS 6101 | N/A | 0 | N/A | 0 | N/A | N/A | 0 | N/A | 0 | N/A | 3 R 4415B66A | 3 | 1 BB 5212 L | 1 | RBS 6101 | 3 R 4415 B2 B25 | 3 | 0 BB 5212 L | 0 | RBS 6101 | 0 | 0 | 0 | 0 | 0 | 9 | Batch 2 |  | #N/A | 2024 | WL | 2024-05-30 | 22 | -Mod. 850 (1-2-3) ; Exp. LTE (AC) ; MIMO4 LTE (I) ; AAS FDD (EH) ; Sectorizar (DG) | 3 | 0 | 0 | 0 | 1 | 1 |  | 5 | 9 |  | 0 | 0 | 0 | 2 | 0 | 1 | 0 | 3 | Mod. 850 (1-2-3) ; Exp. LTE (AC) ; MIMO4 LTE (I) ; AAS FDD (EH) ; Sectorizar (DG) | DEFGHI | AC(1-2-3) | 1 | 1 | 1 | Baseband 6631 | Baseband 6651 | [12 empty] | INST : Mod. 850 / LTE 700 / Sectorize AWS&1900 / AAS FDD AWS&1900 / |  | MIC BO 3YPlan 2023_2BB_5R_3A | 3 | 1xBaseband 6631, 1xBaseband 6651, 3xRadio 2219 B5, 1xRadio 4478 B12A, 1xRadio AAS B25/B66, |  | 2xAntenna 4pL, 1xTwin Beam Antenna, | [41 empty] | 30 | 5 |  | 21 |  |  |  | #N/A | +591 75137341 | [8 empty] | 0 | 14 | [66 empty] | 1xBaseband 6631, 1xBaseband 6651, 3xRadio 2219 B5, 1xRadio 4478 B12A, 1xRadio AAS B25/B66, 2xAntenna 4pL, 1xTwin Beam Antenna, | EXISTING SITE 3G 850/AWS/LTE 1900/ L:DEFGHI-> INST : Mod. 850 / LTE 700 / Sectorize AWS&1900 / AAS FDD AWS&1900 / New :AC(1-2-3)
393 | 0 | 0 | Proyecto Millicom Bolivia 3YPlan 2023 | CPY | Copy Color | In Services | -17.7737 | -63.1839 | Urban | Santa Cruz de la Sierra | Andres Ibanez | Santa Cruz | 6 | Monopolo | RBS6101 | - | 3 | 3 | 0 | 3 | 0 | 3 | 1 | 0 | 13 |  | 1 DUG 20 01-1 DUW 31 01-1 DUW 31 01-1 BB 6630 L | 3 RRUS 12B5 | 3 | 1 DUG 20 01 | 1 | RBS 6101 | 3 RRUS 01B5 W | 3 | 1 DUW 31 01 | 1 | RBS 6101 | 3 RRUS 01 B2 W | 3 | 1 DUW 31 01 | 1 | RBS 6101 | N/A | 0 | N/A | 0 | N/A | 3 RRUS 32 B4 | 3 | 1 BB 6630 L | 1 | RBS 6630 | 1 R 4415 B2/B25 | 1 | 0 BB 6630 L | 0 | RBS 6630 | 0 | 0 | 0 | 0 | 0 | 13 | Batch 2 |  | #N/A | 2024 | GWL | 2024-05-30 | 22 | -Mod. 850 (1-2) ; Exp. LTE (HI) ; AAS FDD (DG) ; | 2 | 2 | 0 | 0 | 0 | 1 |  | 5 | 13 |  | 0 | 0 | 2 | 0 | 0 | 0 | 0 | 2 | Mod. 850 (1-2) ; Exp. LTE (HI) ; AAS FDD (DG) ; | DEFG | HI(1-2) | 4 | 0 | 1 |  | Baseband 6651 | [12 empty] | INST : Mod. 850 / LTE 1900 / AAS FDD AWS&1900 / |  | MIC BO 3YPlan 2023_1BB_5R_2A | 17 | 1xBaseband 6651, 2xRadio 2219 B5, 2xRadio 4415 B2/25, 1xRadio AAS B25/B66, |  | 2xAntenna 4pH, | [41 empty] | 30 | 5 |  | 21 |  |  |  | #N/A | +591 75137341 | [8 empty] | 0 | 14 | [66 empty] | 1xBaseband 6651, 2xRadio 2219 B5, 2xRadio 4415 B2/25, 1xRadio AAS B25/B66, 2xAntenna 4pH, | EXISTING SITE 2G/3G 850/3G 1900/AWS/LTE 1900/ L:DEFG-> INST : Mod. 850 / LTE 1900 / AAS FDD AWS&1900 / New :HI(1-2)
459 | / LTE RO 2020 Capacity H2 - 1900Mhz | 0 | Proyecto Millicom Bolivia 3YPlan 2023 | CTL | Católica | In Services | -17.69 | -63.1552 | Urban | Santa Cruz de la Sierra | Andres Ibanez | Santa Cruz | 72 | Guyed | PBC6200 | - | 3 | 3 | 0 | 3 | 3 | 3 | 0 | 0 | 15 |  | 1 DUG 20 01-1 DUW 31 01-1 DUW 41 01-1 DUS 31 01 | 3 RRUS 12 B5 G | 3 | 1 DUG 20 01 | 1 | RBS6601 Share | 3 RRUS 01 B5 W | 3 | 1 DUW 31 01 | 1 | RBS6601_SHARE | 3 RRUS 01 B2 W | 3 | 1 DUW 41 01 | 1 | RBS6601_SHARE | 3 RRUS 11 B12 | 3 | 1 DUS 31 01 | 1 | RBS6601_SHARE | 2 RRUS 11 B4 ; 1 RRUS 32 B4 | 3 | 0 DUS 31 01 | 0 | RBS6601_SHARE | N/A | 0 | N/A | 0 | N/A | 0 | 0 | 0 | 0 | 0 | 15 | 0 |  | #N/A | 2024 | GWL | 2024-05-30 | 22 | -Mod. 850 (1-2-3) ; AAS FDD (DEFGHI) ; | 3 | 0 | 0 | 0 | 0 | 3 |  | 6 | 15 |  | 0 | 0 | 0 | 0 | 0 | 0 | 0 | 0 | Mod. 850 (1-2-3) ; AAS FDD (DEFGHI) ; | ABCDEFGHI | (1-2-3) | 26 | 1 | 2 | Baseband 6631 | Baseband 6651 | [12 empty] | INST : Mod. 850 / AAS FDD AWS&1900 / |  | MIC BO 3YPlan 2023_3BB_6R | 9 | 1xBaseband 6631, 2xBaseband 6651, 3xRadio 2219 B5, 3xRadio AAS B25/B66, | [43 empty] | 100 | 6 |  | 95 |  |  |  | #N/A | +591 71369827 | [8 empty] | 0 | 14 | [66 empty] | 1xBaseband 6631, 2xBaseband 6651, 3xRadio 2219 B5, 3xRadio AAS B25/B66, | EXISTING SITE 2G/3G 850/3G 1900/LTE 700/AWS/ L:ABCDEFGHI-> INST : Mod. 850 / AAS FDD AWS&1900 / New :(1-2-3)
478 | / LTE RO 2020 Capacity H1 - AWS / LTE RO 2020 Capacity H2 - 1900Mhz/High Load Cells_Only F1 | 0 | Proyecto Millicom Bolivia 3YPlan 2023 | COT | Cotoca | In Services | -17.7535 | -62.9825 | Urban | Cotoca | Andres Ibanez | Santa Cruz | 60 | Selfsupported | PBC6200 | - | 3 | 3 | 0 | 0 | 3 | 3 | 3 | 0 | 15 |  | 1 BB 6630 GWL | 3 RRUS 12 B5 | 3 | 1 BB 6630 GWL | 1 | RBS 6630 | 3 RRU 01 B5 | 3 | 0 BB 6630 GWL | 0 | RBS 6601 | N/A | 0 | N/A | 0 | N/A | 3 RRUS 11 B12 | 3 | 0 BB 6630 GWL | 0 | RBS 6630 | 3 Radio 4415 B66A | 3 | 0 BB 6630 GWL | 0 | RBS 6630 | 3 R 4415 B2/B25 | 3 | 0 BB 6630 GWL | 0 | RBS 6630 | 0 | 0 | 0 | 0 | 0 | 15 | Batch 2 |  | #N/A | 2024 | GWL | 2024-05-30 | 22 | -Mod. 850 (1-2-3) ; AAS FDD (EFHI) ; Sectorizar (DG) | 3 | 0 | 0 | 0 | 0 | 2 |  | 5 | 15 |  | 0 | 0 | 0 | 0 | 0 | 1 | 0 | 1 | Mod. 850 (1-2-3) ; AAS FDD (EFHI) ; Sectorizar (DG) | ABCDEFGHI | (1-2-3) | 10 | 0 | 2 |  | Baseband 6651 | [12 empty] | INST : Mod. 850 / Sectorize AWS&1900 / AAS FDD AWS&1900 / |  | MIC BO 3YPlan 2023_2BB_5R_1A | 14 | 2xBaseband 6651, 3xRadio 2219 B5, 2xRadio AAS B25/B66, |  | 1xTwin Beam Antenna, | [41 empty] | 100 | 5 |  | 81 |  |  |  | #N/A | +591 71369827 | [8 empty] | 0 | 14 | [66 empty] | 2xBaseband 6651, 3xRadio 2219 B5, 2xRadio AAS B25/B66, 1xTwin Beam Antenna, | EXISTING SITE 2G/3G 850/LTE 700/AWS/LTE 1900/ L:ABCDEFGHI-> INST : Mod. 850 / Sectorize AWS&1900 / AAS FDD AWS&1900 / New :(1-2-3)
525 | RO 2021 - LTE Capacity H1_119 Sitios / LTE RO 2020 Capacity H1 - AWS | 0 | Proyecto Millicom Bolivia 3YPlan 2023 | CPR | Av. General Campero | In Services | -17.7943 | -63.1392 | Urban | Santa Cruz de la Sierra | Andres Ibanez | Santa Cruz | 25 | Selfsupported | PU6210 | - | 3 | 3 | 0 | 0 | 0 | 3 | 2 | 0 | 11 |  | 1 BB6630 GWL | 3 RRUS 12 B5 | 3 | 1 BB6630 GWL | 1 | RBS6630 | 3 RRUS 01 B5 | 3 | 0 BB6630 GWL | 0 | RBS6630 | N/A | 0 | N/A | 0 | N/A | N/A | 0 | N/A | 0 | N/A | 3 R4415 B66A | 3 | 0 BB6630 GWL | 0 | RBS6630 | 2 R 4415 B2/B25 | 2 | 0 BB 6630 GWL | 0 | RBS 6630 | 0 | 0 | 0 | 0 | 0 | 11 | 0 |  | #N/A | 2025 | GWL | 2024-05-30 | 22 | -Mod. 850 (1-2-3) ; Exp. LTE (I) ; AAS FDD (DEGH) ; | 3 | 1 | 0 | 0 | 0 | 2 |  | 6 | 11 |  | 0 | 0 | 1 | 0 | 0 | 0 | 0 | 1 | Mod. 850 (1-2-3) ; Exp. LTE (I) ; AAS FDD (DEGH) ; | DEFGH | I(1-2-3) | 1 | 0 | 2 |  | Baseband 6651 | [12 empty] | INST : Mod. 850 / LTE 1900 / AAS FDD AWS&1900 / |  | MIC BO 3YPlan 2023_2BB_6R_1A | 20 | 2xBaseband 6651, 3xRadio 2219 B5, 1xRadio 4415 B2/25, 2xRadio AAS B25/B66, |  | 1xAntenna 4pH, | [41 empty] | 50 | 6 |  | 42 |  |  |  | #N/A | +591 71369827 | [8 empty] | 0 | 14 | [66 empty] | 2xBaseband 6651, 3xRadio 2219 B5, 1xRadio 4415 B2/25, 2xRadio AAS B25/B66, 1xAntenna 4pH, | EXISTING SITE 2G/3G 850/AWS/LTE 1900/ L:DEFGH-> INST : Mod. 850 / LTE 1900 / AAS FDD AWS&1900 / New :I(1-2-3)
179 | RO 2021 - LTE Capacity H2-P1 | RO 2022 Capacity H2 | Proyecto Millicom Bolivia 3YPlan 2023 | PAL | Palmas | In Services | -17.8063 | -63.2118 | Urban | Santa Cruz de la Sierra | Andres Ibanez | Santa Cruz | 40 | Selfsupported | PBC6200 | - | 3 | 3 | 0 | 0 | 3 | 1 | 0 | 2 | 12 |  | 1 DUG 20 01-1 DUW 31 01-1 BB 5212 L | 3 RRUS 12 B5 G | 3 | 1 DUG 20 01 | 1 | RBS6601_SHARE | 3 RRUS 01 B5 W | 3 | 1 DUW 31 01 | 1 | RBS6601 | N/A | 0 | N/A | 0 | N/A | 3 RRUS 11 B12 | 3 | 1 BB 5212 L | 1 | RBS6601_SHARE | 1 RRUS 11 B4 | 1 | 0 BB 5212 L | 0 | RBS6601_SHARE | N/A | 0 | N/A | 0 | N/A | 2 R 4499 B2 B66A | 2 | 0 BB 5212 L | 0 | RBS6601_SHARE | 12 | Batch 2 |  | #N/A | 2024 | GWL | 2024-06-05 | 23 | -Mod. 850 (1-2-3) ; Exp. LTE (I) ; MIMO4 LTE (F) ; AAS FDD (EH) ; Sectorizar (DG) | 3 | 0 | 0 | 1 | 0 | 1 |  | 5 | 12 |  | 0 | 0 | 1 | 0 | 0 | 1 | 0 | 2 | Mod. 850 (1-2-3) ; Exp. LTE (I) ; MIMO4 LTE (F) ; AAS FDD (EH) ; Sectorizar (DG) | ABCDEFGH | I(1-2-3) | 1 | 1 | 1 | Baseband 6631 | Baseband 6651 | [12 empty] | INST : Mod. 850 / LTE 1900 / Sectorize AWS&1900 / AAS FDD AWS&1900 / |  | MIC BO 3YPlan 2023_2BB_5R_2A | 7 | 1xBaseband 6631, 1xBaseband 6651, 3xRadio 2219 B5, 1xRadio 4499 44B2/25 44B66A, 1xRadio AAS B25/B66, |  | 1xAntenna 4pH, 1xTwin Beam Antenna, | [41 empty] | 70 | 5 |  | 59 |  |  |  | #N/A | +591 75137341 | [8 empty] | 0 | 14 | [66 empty] | 1xBaseband 6631, 1xBaseband 6651, 3xRadio 2219 B5, 1xRadio 4499 44B2/25 44B66A, 1xRadio AAS B25/B66, 1xAntenna 4pH, 1xTwin Beam Antenna, | EXISTING SITE 2G/3G 850/LTE 700/AWS/LTE AWS&1900/ L:ABCDEFGH-> INST : Mod. 850 / LTE 1900 / Sectorize AWS&1900 / AAS FDD AWS&1900 / New :I(1-2-3)
191 | 0 | 0 | Proyecto Millicom Bolivia 3YPlan 2023 | ECH | El Chubi | In Services | -17.767 | -63.194 | Urban | Santa Cruz de la Sierra | Andres Ibanez | Santa Cruz | 8 | Monopolo | RBS6101 | - | 3 | 3 | 0 | 0 | 0 | 3 | 2 | 0 | 11 |  | 1 DUG 20 01-1 DUW 31 01-1 DUS 31 02 | 3 RRUS 01 B5 | 3 | 1 DUG 20 01 | 1 | RBS 6601_SHARE | 3 RRU 01 B5 | 3 | 1 DUW 31 01 | 1 | RBS 6601 | N/A | 0 | N/A | 0 | N/A | N/A | 0 | N/A | 0 | N/A | 3 RRUS 11 B4 | 3 | 1 DUS 31 02 | 1 | RBS6601 | 2 R 4415 B2/B25 | 2 | 0 DUS 31 02 | 0 | RBS6601_SHARE | 0 | 0 | 0 | 0 | 0 | 11 | Batch 2 |  | #N/A | 2024 | GWL | 2024-06-05 | 23 | -Mod. 850 (1-2) ; Exp. LTE (I) ; MIMO4 LTE (F) ; AAS FDD (EH) ; Sectorizar (DG) | 2 | 0 | 1 | 1 | 0 | 1 |  | 5 | 11 |  | 0 | 0 | 1 | 0 | 0 | 1 | 0 | 2 | Mod. 850 (1-2) ; Exp. LTE (I) ; MIMO4 LTE (F) ; AAS FDD (EH) ; Sectorizar (DG) | DEFGH | I(1-2) | 1 | 1 | 1 | Baseband 6631 | Baseband 6651 | [12 empty] | INST : Mod. 850 / LTE 1900 / Sectorize AWS&1900 / AAS FDD AWS&1900 / |  | MIC BO 3YPlan 2023_2BB_5R_2A | 7 | 1xBaseband 6631, 1xBaseband 6651, 2xRadio 2219 B5, 1xRadio 4415 B66A, 1xRadio 4499 44B2/25 44B66A, 1xRadio AAS B25/B66, |  | 1xAntenna 4pH, 1xTwin Beam Antenna, | [41 empty] | 30 | 5 |  | 23 |  |  |  | #N/A | +591 75137341 | [8 empty] | 0 | 14 | [66 empty] | 1xBaseband 6631, 1xBaseband 6651, 2xRadio 2219 B5, 1xRadio 4415 B66A, 1xRadio 4499 44B2/25 44B66A, 1xRadio AAS B25/B66, 1xAntenna 4pH, 1xTwin Beam Antenna, | EXISTING SITE 2G/3G 850/AWS/LTE 1900/ L:DEFGH-> INST : Mod. 850 / LTE 1900 / Sectorize AWS&1900 / AAS FDD AWS&1900 / New :I(1-2)
204 | RO 2021 - LTE Capacity H1_119 Sitios / | 0 | Proyecto Millicom Bolivia 3YPlan 2023 | MIL | Señor de Los Milagros | In Services | -17.7993 | -63.2017 | Urban | Santa Cruz de la Sierra | Andres Ibanez | Santa Cruz | 19 | Selfsupported | RBS6101 | - | 3 | 3 | 0 | 0 | 0 | 3 | 2 | 0 | 11 |  | 1 BB 6630 GL-1 DUW 31 01 | 3 RRU 01 B5 | 3 | 1 BB 6630 GL | 1 | RBS 6601_SHARE | 3 RRU 01 B5 | 3 | 1 DUW 31 01 | 1 | RBS6601_SHARE | N/A | 0 | N/A | 0 | N/A | N/A | 0 | N/A | 0 | N/A | 3 RRUS 32 B4 | 3 | 0 BB 6630 GL | 0 | RBS6601_SHARE | 2 R 4415 B2/B25 | 2 | 0 BB 6630 GL | 0 | RBS 6630 | 0 | 0 | 0 | 0 | 0 | 11 | Batch 2 |  | #N/A | 2024 | GWL | 2024-06-05 | 23 | -Mod. 850 (1-2-3) ; Exp. LTE (H) ; AAS FDD (FI) ; | 3 | 1 | 0 | 0 | 0 | 1 |  | 5 | 11 |  | 0 | 0 | 1 | 0 | 0 | 0 | 0 | 1 | Mod. 850 (1-2-3) ; Exp. LTE (H) ; AAS FDD (FI) ; | DEFGI | H(1-2-3) | 1 | 0 | 1 |  | Baseband 6651 | [12 empty] | INST : Mod. 850 / LTE 1900 / AAS FDD AWS&1900 / |  | MIC BO 3YPlan 2023_1BB_5R_1A | 3 | 1xBaseband 6651, 3xRadio 2219 B5, 1xRadio 4415 B2/25, 1xRadio AAS B25/B66, |  | 1xAntenna 4pH, | [41 empty] | 50 | 5 |  | 35 |  |  |  | #N/A | +591 75137341 | [8 empty] | 0 | 14 | [66 empty] | 1xBaseband 6651, 3xRadio 2219 B5, 1xRadio 4415 B2/25, 1xRadio AAS B25/B66, 1xAntenna 4pH, | EXISTING SITE 2G/3G 850/AWS/LTE 1900/ L:DEFGI-> INST : Mod. 850 / LTE 1900 / AAS FDD AWS&1900 / New :H(1-2-3)
206 | / LTE RO 2020 Capacity H1 - 1900Mhz | 0 | Proyecto Millicom Bolivia 3YPlan 2023 | JRG | San Jorge | In Services | -17.7325 | -63.0977 | Urban | Santa Cruz de la Sierra | Andres Ibanez | Santa Cruz | 40 | Selfsupported | PBC6200 | - | 3 | 3 | 0 | 0 | 0 | 3 | 3 | 0 | 12 |  | 1 DUG 20 01-1 DUW 31 01-1 BB 5216 L | 3 RRUS 12 B5 G | 3 | 1 DUG 20 01 | 1 | RBS 6601_SHARE | 3 RRUS 01 B5 W | 3 | 1 DUW 31 01 | 1 | RBS6601 | N/A | 0 | N/A | 0 | N/A | N/A | 0 | N/A | 0 | N/A | 3 R 4415B66A | 3 | 1 BB 5216 L | 1 | RBS 6601 | 3 R 2217B2 | 3 | 0 BB 5216 L | 0 | RBS 6601 | 0 | 0 | 0 | 0 | 0 | 12 | 0 |  | #N/A | 2024 | GWL | 2024-06-05 | 23 | -Mod. 850 (1-2-3) ; AAS FDD (DEFGHI) ; | 3 | 0 | 0 | 0 | 0 | 3 |  | 6 | 12 |  | 0 | 0 | 0 | 0 | 0 | 0 | 0 | 0 | Mod. 850 (1-2-3) ; AAS FDD (DEFGHI) ; | DEFGHI | (1-2-3) | 26 | 1 | 2 | Baseband 6631 | Baseband 6651 | [12 empty] | INST : Mod. 850 / AAS FDD AWS&1900 / |  | MIC BO 3YPlan 2023_3BB_6R | 9 | 1xBaseband 6631, 2xBaseband 6651, 3xRadio 2219 B5, 3xRadio AAS B25/B66, | [43 empty] | 70 | 6 |  | 59 |  |  |  | #N/A | +591 75137341 | [8 empty] | 0 | 14 | [66 empty] | 1xBaseband 6631, 2xBaseband 6651, 3xRadio 2219 B5, 3xRadio AAS B25/B66, | EXISTING SITE 2G/3G 850/AWS/LTE 1900/ L:DEFGHI-> INST : Mod. 850 / AAS FDD AWS&1900 / New :(1-2-3)
220 | RO 2021 - LTE Capacity H2/0 | 0 | Proyecto Millicom Bolivia 3YPlan 2023 | FRV | B. Fervo | In Services | -17.7328 | -63.1758 | Urban | Santa Cruz de la Sierra | Andres Ibanez | Santa Cruz | 25 | Selfsupported | RBS6101 | - | 3 | 3 | 0 | 0 | 0 | 3 | 2 | 0 | 11 |  | 1 DUG 20 01-1 DUW 31 01-1 BB 6630 L | 3 RRU 01 B5 | 3 | 1 DUG 20 01 | 1 | RBS 6601_SHARE | 3 RRU 01 B5 | 3 | 1 DUW 31 01 | 1 | RBS 6601_SHARE | N/A | 0 | N/A | 0 | N/A | N/A | 0 | N/A | 0 | N/A | 3 RRU 11 B4 | 3 | 1 BB 6630 L | 1 | RBS 6630 | 2 R 4415 B2/B25 | 2 | 0 BB 6630 L | 0 | RBS 6630 | 0 | 0 | 0 | 0 | 0 | 11 | Batch 2 |  | #N/A | 2024 | GWL | 2024-06-05 | 23 | -Mod. 850 (1-2) ; AAS FDD (DEGH) ; | 2 | 0 | 0 | 0 | 0 | 2 |  | 4 | 11 |  | 0 | 0 | 0 | 0 | 0 | 0 | 0 | 0 | Mod. 850 (1-2) ; AAS FDD (DEGH) ; | DEFGHI | (1-2) | 5 | 0 | 2 |  | Baseband 6651 | [12 empty] | INST : Mod. 850 / AAS FDD AWS&1900 / |  | MIC BO 3YPlan 2023_2BB_4R | 7 | 2xBaseband 6651, 2xRadio 2219 B5, 2xRadio AAS B25/B66, | [43 empty] | 50 | 4 |  | 42 |  |  |  | #N/A | +591 71369827 | [8 empty] | 0 | 14 | [66 empty] | 2xBaseband 6651, 2xRadio 2219 B5, 2xRadio AAS B25/B66, | EXISTING SITE 2G/3G 850/AWS/LTE 1900/ L:DEFGHI-> INST : Mod. 850 / AAS FDD AWS&1900 / New :(1-2)
304 | / LTE RO 2020 Capacity H2 - 1900Mhz | 0 | Proyecto Millicom Bolivia 3YPlan 2023 | CUM | Cumavi | In Services | -17.7842 | -63.1159 | Urban | Santa Cruz de la Sierra | Andres Ibanez | Santa Cruz | 60 | Selfsupported | RBS6101 | E6150 | 3 | 3 | 0 | 3 | 3 | 3 | 0 | 0 | 15 |  | 1 DUG 20 01-1 BB 6630 WL | 3 RRUS 01 B5 G | 3 | 1 DUG 20 01 | 1 | RBS6101 | 3 RRU 01 B5 W | 3 | 1 BB 6630 WL | 1 | RBS6630 | 3 RRUS 01 B2 W | 3 | 0 Baseband 6630 (WL) | 0 | RBS6630 | 3 RRUS 11 B12 | 3 | 0 BB 6630 WL | 0 | RBS 6630 | 2 RRUS 32 B4 ; 1 R 4415 B66A | 3 | 0 BB 6630 WL | 0 | RBS6630 | N/A | 0 | N/A | 0 | N/A | 0 | 0 | 0 | 0 | 0 | 15 | Batch 2 |  | #N/A | 2024 | GWL | 2024-06-05 | 23 | -Mod. 850 (1-2-3) ; AAS FDD (EFHI) ; Sectorizar (DG) | 3 | 1 | 0 | 0 | 0 | 2 |  | 6 | 15 |  | 0 | 0 | 0 | 0 | 0 | 1 | 0 | 1 | Mod. 850 (1-2-3) ; AAS FDD (EFHI) ; Sectorizar (DG) | ABCDEFHI | G(1-2-3) | 10 | 0 | 2 |  | Baseband 6651 | [12 empty] | INST : Mod. 850 / Sectorize AWS&1900 / AAS FDD AWS&1900 / |  | MIC BO 3YPlan 2023_2BB_6R_1A | 20 | 2xBaseband 6651, 3xRadio 2219 B5, 1xRadio 4415 B2/25, 2xRadio AAS B25/B66, |  | 1xTwin Beam Antenna, | [41 empty] | 100 | 6 |  | 81 |  |  |  | #N/A | +591 71369827 | [8 empty] | 0 | 14 | [66 empty] | 2xBaseband 6651, 3xRadio 2219 B5, 1xRadio 4415 B2/25, 2xRadio AAS B25/B66, 1xTwin Beam Antenna, | EXISTING SITE 2G/3G 850/3G 1900/LTE 700/AWS/ L:ABCDEFHI-> INST : Mod. 850 / Sectorize AWS&1900 / AAS FDD AWS&1900 / New :G(1-2-3)
355 | RO 2021 - LTE Capacity H2/0 | 0 | Proyecto Millicom Bolivia 3YPlan 2023 | ENE | 26 de Enero | In Services | -17.8208 | -63.2144 | Urban | Santa Cruz de la Sierra | Andres Ibanez | Santa Cruz | 40 | Selfsupported | PBC6200 | - | 3 | 3 | 0 | 0 | 3 | 3 | 1 | 0 | 13 |  | 1 DUG 20 01-1 DUW 31 01-1 BB 6630 L | 3 RRUS 12B5 GW | 3 | 1 DUG 20 01 | 1 | RBS 6601 | 3 RRUS 01B5 W | 3 | 1 DUW 31 01 | 1 | RBS 6601 | N/A | 0 | N/A | 0 | N/A | 3 RRUS 11 B12 | 3 | 0 BB 6630 L | 0 | RBS6630 | 3 RRU 11B4 | 3 | 1 BB 6630 L | 1 | RBS6630 | 1 R 4415 B2/B25 | 1 | 0 BB 6630 L | 0 | RBS6630 | 0 | 0 | 0 | 0 | 0 | 13 | Batch 2 |  | #N/A | 2024 | GWL | 2024-06-05 | 23 | -Mod. 850 (2-3) ; Exp. LTE (G) ; MIMO4 LTE (D) ; AAS FDD (FI) ; Sectorizar (EH) | 2 | 0 | 0 | 2 | 0 | 1 |  | 5 | 13 |  | 0 | 0 | 1 | 0 | 0 | 1 | 0 | 2 | Mod. 850 (2-3) ; Exp. LTE (G) ; MIMO4 LTE (D) ; AAS FDD (FI) ; Sectorizar (EH) | ABCDEFI | HG(2-3) | 2 | 0 | 1 |  | Baseband 6651 | [12 empty] | INST : Mod. 850 / LTE 1900 / Sectorize AWS&1900 / AAS FDD AWS&1900 / |  | MIC BO 3YPlan 2023_1BB_5R_2A | 17 | 1xBaseband 6651, 2xRadio 2219 B5, 2xRadio 4499 44B2/25 44B66A, 1xRadio AAS B25/B66, |  | 1xAntenna 4pH, 1xTwin Beam Antenna, | [41 empty] | 70 | 5 |  | 59 |  |  |  | #N/A | +591 71369827 | [8 empty] | 0 | 14 | [66 empty] | 1xBaseband 6651, 2xRadio 2219 B5, 2xRadio 4499 44B2/25 44B66A, 1xRadio AAS B25/B66, 1xAntenna 4pH, 1xTwin Beam Antenna, | EXISTING SITE 2G/3G 850/LTE 700/AWS/LTE 1900/ L:ABCDEFI-> INST : Mod. 850 / LTE 1900 / Sectorize AWS&1900 / AAS FDD AWS&1900 / New :HG(2-3)
460 | RO 2021 - LTE Capacity H1_119 Sitios / | RO 2022 Capacity H2 | Proyecto Millicom Bolivia 3YPlan 2023 | DUM | Santos Dumont | In Services | -17.8147 | -63.1833 | Urban | Santa Cruz de la Sierra | Andres Ibanez | Santa Cruz | 12 | Guyed | PU6210 | - | 3 | 3 | 0 | 0 | 3 | 2 | 2 | 1 | 14 |  | 1 BB 6630 GL-1 DUW 31 01 | 3 RRU 12 B5 | 3 | 1 BB 6630 GL | 1 | RBS 6601_SHARE | 3 RRU 01 B5 | 3 | 1 DUW 31 01 | 1 | RBS6601 | N/A | 0 | N/A | 0 | N/A | 3 RRUS 11 B12 | 3 | 0 BB 6630 GL | 0 | RBS6601_SHARE | 2 RRUS 32 B4 | 2 | 0 BB 6630 GL | 0 | RBS6601_SHARE | 2 R 4415 B2/B25 | 2 | 0 BB 6630 GL | 0 | RBS 6630 | 1 R 4499 B2B25B66A | 1 | 0 BB 6630 GL | 0 | RBS6601_SHARE | 14 | Batch 2 |  | #N/A | 2024 | GWL | 2024-06-05 | 23 | -Mod. 850 (1-2-3) ; AAS FDD (DFGI) ; Sectorizar (EH) | 3 | 0 | 0 | 0 | 0 | 2 |  | 5 | 14 |  | 0 | 0 | 0 | 0 | 0 | 1 | 0 | 1 | Mod. 850 (1-2-3) ; AAS FDD (DFGI) ; Sectorizar (EH) | ABCDEFGHI | (1-2-3) | 16 | 0 | 2 |  | Baseband 6651 | [12 empty] | INST : Mod. 850 / Sectorize AWS&1900 / AAS FDD AWS&1900 / |  | MIC BO 3YPlan 2023_2BB_5R_1A | 14 | 2xBaseband 6651, 3xRadio 2219 B5, 2xRadio AAS B25/B66, |  | 1xTwin Beam Antenna, | [41 empty] | 30 | 5 |  | 27 |  |  |  | #N/A | +591 75137341 | [8 empty] | 0 | 14 | [66 empty] | 2xBaseband 6651, 3xRadio 2219 B5, 2xRadio AAS B25/B66, 1xTwin Beam Antenna, | EXISTING SITE 2G/3G 850/LTE 700/AWS/LTE 1900/LTE AWS&1900/ L:ABCDEFGHI-> INST : Mod. 850 / Sectorize AWS&1900 / AAS FDD AWS&1900 / New :(1-2-3)
523 | RO 2021 - LTE Capacity H1_119 Sitios / | 0 | Proyecto Millicom Bolivia 3YPlan 2023 | CVL | Av. Circunvalación | In Services | -17.3378 | -63.2521 | Urban | Montero | Obispo Santisteban | Santa Cruz | 60 | Selfsupported | PBC6200 | - | 3 | 3 | 0 | 0 | 0 | 3 | 3 | 0 | 12 |  | 1 BB 6630 GL-1 DUW 31 01 | 3 RRUS 12 B5 G | 3 | 1 BB 6630 GL | 1 | RBS 6601 | 3 RRUS 01B5 W | 3 | 1 DUW 31 01 | 1 | RBS 6601 | N/A | 0 | N/A | 0 | N/A | N/A | 0 | N/A | 0 | N/A | 3 RRUS 32 B4 | 3 | 0 BB 6630 GL | 0 | RBS 6601 | 3 R 4415 B2/B25 | 3 | 0 BB 6630 GL | 0 | RBS 6630 | 0 | 0 | 0 | 0 | 0 | 12 | 0 |  | #N/A | 2025 | GWL | 2024-06-05 | 23 | -Mod. 850 (2-3) ; Exp. LTE (A) ; AAS FDD (EFHI) ; | 2 | 0 | 0 | 0 | 1 | 2 |  | 5 | 12 |  | 1 | 0 | 0 | 0 | 0 | 0 | 0 | 1 | Mod. 850 (2-3) ; Exp. LTE (A) ; AAS FDD (EFHI) ; | DEFGHI | A(2-3) | 1 | 0 | 2 |  | Baseband 6651 | [12 empty] | INST : Mod. 850 / LTE 700 / AAS FDD AWS&1900 / |  | MIC BO 3YPlan 2023_2BB_5R_1A | 14 | 2xBaseband 6651, 2xRadio 2219 B5, 1xRadio 4478 B12A, 2xRadio AAS B25/B66, |  | 1xAntenna 2pL, | [41 empty] | 100 | 5 |  | 81 |  |  |  | #N/A | +591 71369827 | [8 empty] | 0 | 14 | [66 empty] | 2xBaseband 6651, 2xRadio 2219 B5, 1xRadio 4478 B12A, 2xRadio AAS B25/B66, 1xAntenna 2pL, | EXISTING SITE 2G/3G 850/AWS/LTE 1900/ L:DEFGHI-> INST : Mod. 850 / LTE 700 / AAS FDD AWS&1900 / New :A(2-3)
168 | / LTE RO 2020 Capacity H2 - 1900Mhz | RO 2022 Capacity H2 | Proyecto Millicom Bolivia 3YPlan 2023 | PAR | Paragua | In Services | -17.7659 | -63.1574 | Urban | Santa Cruz de la Sierra | Andres Ibanez | Santa Cruz | 40 | Selfsupported | PBC6200 | - | 3 | 3 | 0 | 0 | 3 | 3 | 0 | 0 | 12 |  | 1 DUG 20 01-1 BB 6630 WL | 3 RRUS 12 B5 G | 3 | 1 DUG 20 01 | 1 | RBS6601 | 3 RRUS 01 B5 W | 3 | 1 BB 6630 WL | 1 | RBS6630 | N/A | 0 | N/A | 0 | N/A | 3 RRUS 11 B12 | 3 | 0 BB 6630 WL | 0 | RBS 6630 | 1 RRUS 32 B4 ; 2 Radio 4415 B66A | 3 | 0 BB 6630 WL | 0 | RBS6630 | N/A | 0 | N/A | 0 | N/A | 0 | 0 | 0 | 0 | 0 | 12 | Batch 2 |  | #N/A | 2024 | GWL | 2024-06-10 | 24 | -Mod. 850 (1-3) ; Exp. LTE (E) ; AAS FDD (DFGI) ; | 2 | 0 | 0 | 0 | 0 | 2 |  | 4 | 12 |  | 0 | 0 | 0 | 0 | 0 | 0 | 0 | 0 | Mod. 850 (1-3) ; Exp. LTE (E) ; AAS FDD (DFGI) ; | ABCDEFGI | (1-3) | 1 | 0 | 2 |  | Baseband 6651 | [12 empty] | INST : Mod. 850 / LTE AWS / AAS FDD AWS&1900 / |  | MIC BO 3YPlan 2023_2BB_4R | 7 | 2xBaseband 6651, 2xRadio 2219 B5, 2xRadio AAS B25/B66, | [43 empty] | 70 | 4 |  | 59 |  |  |  | #N/A | +591 71369827 | [8 empty] | 0 | 14 | [66 empty] | 2xBaseband 6651, 2xRadio 2219 B5, 2xRadio AAS B25/B66, | EXISTING SITE 2G/3G 850/LTE 700/AWS/ L:ABCDEFGI-> INST : Mod. 850 / LTE AWS / AAS FDD AWS&1900 / New :(1-3)
199 | RO 2021 - LTE Capacity H2/0 | 0 | Proyecto Millicom Bolivia 3YPlan 2023 | PDR | Pedro Ribera | In Services | -17.7613 | -63.17 | Urban | Santa Cruz de la Sierra | Andres Ibanez | Santa Cruz | 25 | Poste Metálico | RBS6101 | - | 3 | 3 | 0 | 0 | 0 | 3 | 2 | 0 | 11 |  | 1 DUG 20 01-1 DUW 31 01-1 BB 6630 L | 3 RRU 01 B5 | 3 | 1 DUG 20 01 | 1 | RBS 6601_SHARE | 3 RRU 01 B5 | 3 | 1 DUW 31 01 | 1 | RBS6601 | N/A | 0 | N/A | 0 | N/A | N/A | 0 | 0 BB 6630 L | 0 | RBS6630 | 3 RRU 11 B4 | 3 | 1 BB 6630 L | 1 | RBS6630 | 2 R 4415 B2/B25 | 2 | 0 BB 6630 L | 0 | RBS6630 | 0 | 0 | 0 | 0 | 0 | 11 | Batch 2 |  | #N/A | 2024 | GWL | 2024-06-10 | 24 | -Mod. 850 (1-3) ; Exp. LTE (H) ; MIMO4 LTE (E) ; AAS FDD (DFGI) ; | 2 | 0 | 0 | 1 | 0 | 2 |  | 5 | 11 |  | 0 | 0 | 1 | 0 | 0 | 0 | 0 | 1 | Mod. 850 (1-3) ; Exp. LTE (H) ; MIMO4 LTE (E) ; AAS FDD (DFGI) ; | DEFGI | H(1-3) | 4 | 0 | 2 |  | Baseband 6651 | [12 empty] | INST : Mod. 850 / LTE 1900 / AAS FDD AWS&1900 / |  | MIC BO 3YPlan 2023_2BB_5R_1A | 14 | 2xBaseband 6651, 2xRadio 2219 B5, 1xRadio 4499 44B2/25 44B66A, 2xRadio AAS B25/B66, |  | 1xAntenna 4pH, | [41 empty] | 50 | 5 |  | 42 |  |  |  | #N/A | +591 71369827 | [8 empty] | 0 | 14 | [66 empty] | 2xBaseband 6651, 2xRadio 2219 B5, 1xRadio 4499 44B2/25 44B66A, 2xRadio AAS B25/B66, 1xAntenna 4pH, | EXISTING SITE 2G/3G 850/AWS/LTE 1900/ L:DEFGI-> INST : Mod. 850 / LTE 1900 / AAS FDD AWS&1900 / New :H(1-3)
200 | RO 2021 - LTE Capacity H2/0 | 0 | Proyecto Millicom Bolivia 3YPlan 2023 | EGL | El Gallito | In Services | -17.8546 | -63.1039 | Urban | Santa Cruz de la Sierra | Andres Ibanez | Santa Cruz | 60 | Selfsupported | PBC6200 | - | 3 | 3 | 0 | 0 | 0 | 3 | 2 | 0 | 11 |  | 1 DUG 20 01-1 DUW 31 01-1 BB 6630 L | 3 RRUS 12 B5 | 3 | 1 DUG 20 01 | 1 | RBS 6601_SHARE | 3 RRU 01 B5 | 3 | 1 DUW 31 01 | 1 | RBS 6601 | N/A | 0 | N/A | 0 | N/A | N/A | 0 | N/A | 0 | N/A | 3 RRUS 32 B4 | 3 | 1 BB 6630 L | 1 | RBS 6630 | 2 R 4415 B2/B25 | 2 | 0 BB 6630 L | 0 | RBS 6630 | 0 | 0 | 0 | 0 | 0 | 11 | Batch 2 |  | #N/A | 2024 | GWL | 2024-06-10 | 24 | -Mod. 850 (1-2) ; AAS FDD (DEGH) ; | 2 | 0 | 0 | 0 | 0 | 2 |  | 4 | 11 |  | 0 | 0 | 0 | 0 | 0 | 0 | 0 | 0 | Mod. 850 (1-2) ; AAS FDD (DEGH) ; | DEFGH | (1-2) | 5 | 0 | 2 |  | Baseband 6651 | [12 empty] | INST : Mod. 850 / AAS FDD AWS&1900 / |  | MIC BO 3YPlan 2023_2BB_4R | 7 | 2xBaseband 6651, 2xRadio 2219 B5, 2xRadio AAS B25/B66, | [43 empty] | 100 | 4 |  | 81 |  |  |  | #N/A | +591 75137341 | [8 empty] | 0 | 14 | [66 empty] | 2xBaseband 6651, 2xRadio 2219 B5, 2xRadio AAS B25/B66, | EXISTING SITE 2G/3G 850/AWS/LTE 1900/ L:DEFGH-> INST : Mod. 850 / AAS FDD AWS&1900 / New :(1-2)
284 | RO 2021 - LTE Capacity H2/ / LTE RO 2020 Capacity H1 - AWS/High Load Cells_Only F1 | 0 | Proyecto Millicom Bolivia 3YPlan 2023 | PGO | PentaguazuOeste | In Services | -17.6029 | -63.1741 | Urban | Warnes | Warnes | Santa Cruz | 40 | Selfsupported | Enclosure 6150 | - | 0 | 3 | 0 | 0 | 3 | 3 | 3 | 0 | 12 |  | 1 BB 5216 W-1 BB 6630 L | N/A | 0 | N/A | 0 | N/A | 3 RRUS01B5 W | 3 | 1 BB 5216 W | 1 | RBS 6601 | N/A | 0 | N/A | 0 | N/A | 3 RRUS 11 B12 | 3 | 0 BB 6630 L | 0 | RBS6630 | 3 R4415B66A L | 3 | 1 BB 6630 L | 1 | RBS6630 | 3 R 4415 B2/B25 | 3 | 0 BB 6630 L | 0 | RBS6630 | 0 | 0 | 0 | 0 | 0 | 12 | Batch 2 |  | #N/A | 2024 | WL | 2024-06-10 | 24 | -Mod. 850 (1-2-3) ; AAS FDD (DEGH) ; | 3 | 0 | 0 | 0 | 0 | 2 |  | 5 | 12 |  | 0 | 0 | 0 | 0 | 0 | 0 | 0 | 0 | Mod. 850 (1-2-3) ; AAS FDD (DEGH) ; | ABCDEFGHI | (1-2-3) | 3 | 0 | 2 |  | Baseband 6651 | [12 empty] | INST : Mod. 850 / AAS FDD AWS&1900 / |  | MIC BO 3YPlan 2023_2BB_5R | 4 | 2xBaseband 6651, 3xRadio 2219 B5, 2xRadio AAS B25/B66, | [43 empty] | 70 | 5 |  | 59 |  |  |  | #N/A | +591 75137341 | [8 empty] | 0 | 14 | [66 empty] | 2xBaseband 6651, 3xRadio 2219 B5, 2xRadio AAS B25/B66, | EXISTING SITE 3G 850/LTE 700/AWS/LTE 1900/ L:ABCDEFGHI-> INST : Mod. 850 / AAS FDD AWS&1900 / New :(1-2-3)
289 | / LTE RO 2020 Capacity H2 - 1900Mhz | 0 | Proyecto Millicom Bolivia 3YPlan 2023 | ENC | La Enconada | In Services | -17.7343 | -62.9341 | Rural | Cotoca | Andres Ibanez | Santa Cruz | 40 | Selfsupported | RBS6101 | - | 3 | 3 | 0 | 0 | 3 | 2 | 0 | 0 | 11 |  | 1 DUG 20 01-1 DUW4101-1 DUS 31 02 | 3 RRUS 12 B5 G | 3 | 1 DUG 20 01 | 1 | RBS 6101 | 3 RRUS01B5 W | 3 | 1 DUW4101 | 1 | RBS 6101 | N/A | 0 | N/A | 0 | N/A | 3 RRUS 11 B12 | 3 | 1 DUS 31 02 | 1 | RBS 6101 | 2 R4415B66A L | 2 | 0 DUS 31 02 | 0 | RBS 6101 | N/A | 0 | N/A | 0 | N/A | 0 | 0 | 0 | 0 | 0 | 11 | Batch 2 |  | #N/A | 2024 | GWL | 2024-06-10 | 24 | -Mod. 850 (1-2-3) ; AAS FDD (DFGI) ; Sectorizar (EH) | 3 | 1 | 0 | 0 | 0 | 2 |  | 6 | 11 |  | 0 | 0 | 0 | 0 | 0 | 1 | 0 | 1 | Mod. 850 (1-2-3) ; AAS FDD (DFGI) ; Sectorizar (EH) | ABCDEFGI | H(1-2-3) | 16 | 1 | 2 | Baseband 6631 | Baseband 6651 | [12 empty] | INST : Mod. 850 / Sectorize AWS&1900 / AAS FDD AWS&1900 / |  | MIC BO 3YPlan 2023_3BB_6R_1A | 19 | 1xBaseband 6631, 2xBaseband 6651, 3xRadio 2219 B5, 1xRadio 4415 B2/25, 2xRadio AAS B25/B66, |  | 1xTwin Beam Antenna, | [41 empty] | 70 | 6 |  | 59 |  |  |  | #N/A | +591 75137341 | [8 empty] | 0 | 14 | [66 empty] | 1xBaseband 6631, 2xBaseband 6651, 3xRadio 2219 B5, 1xRadio 4415 B2/25, 2xRadio AAS B25/B66, 1xTwin Beam Antenna, | EXISTING SITE 2G/3G 850/LTE 700/AWS/ L:ABCDEFGI-> INST : Mod. 850 / Sectorize AWS&1900 / AAS FDD AWS&1900 / New :H(1-2-3)
297 | RO 2021 - LTE Capacity H2/0 | 0 | Proyecto Millicom Bolivia 3YPlan 2023 | PEN | Penocos | In Services | -17.8052 | -63.1506 | Urban | Santa Cruz de la Sierra | Andres Ibanez | Santa Cruz | 60 | Selfsupported | PBC6200 | - | 3 | 3 | 0 | 0 | 3 | 3 | 3 | 0 | 15 |  | 1 DUG 20 01-1 DUW 31 01-1 BB 6630 L | 3 RRUS 12 B5 | 3 | 1 DUG 20 01 | 1 | RBS6601_SHARE | 3 RRUS 01 B5 | 3 | 1 DUW 31 01 | 1 | RBS6601 | N/A | 0 | N/A | 0 | N/A | 3 RRUS 11 B12 | 3 | 0 BB 6630 L | 0 | RBS 6630 | 3 RRUS 11 B4 | 3 | 1 BB 6630 L | 1 | RBS 6630 | 3 R 4415 B2/B25 | 3 | 0 BB 6630 L | 0 | RBS 6630 | 0 | 0 | 0 | 0 | 0 | 15 | Batch 2 |  | #N/A | 2024 | GWL | 2024-06-10 | 24 | -Mod. 850 (1-2-3) ; AAS FDD (EFHI) ; Sectorizar (DG) | 3 | 0 | 1 | 0 | 0 | 2 |  | 6 | 15 |  | 0 | 0 | 0 | 0 | 0 | 1 | 0 | 1 | Mod. 850 (1-2-3) ; AAS FDD (EFHI) ; Sectorizar (DG) | ABCDEFGHI | (1-2-3) | 10 | 0 | 2 |  | Baseband 6651 | [12 empty] | INST : Mod. 850 / Sectorize AWS&1900 / AAS FDD AWS&1900 / |  | MIC BO 3YPlan 2023_2BB_6R_1A | 20 | 2xBaseband 6651, 3xRadio 2219 B5, 1xRadio 4415 B66A, 2xRadio AAS B25/B66, |  | 1xTwin Beam Antenna, | [41 empty] | 100 | 6 |  | 81 |  |  |  | #N/A | +591 71369827 | [8 empty] | 0 | 14 | [66 empty] | 2xBaseband 6651, 3xRadio 2219 B5, 1xRadio 4415 B66A, 2xRadio AAS B25/B66, 1xTwin Beam Antenna, | EXISTING SITE 2G/3G 850/LTE 700/AWS/LTE 1900/ L:ABCDEFGHI-> INST : Mod. 850 / Sectorize AWS&1900 / AAS FDD AWS&1900 / New :(1-2-3)
343 | 0 | 0 | Proyecto Millicom Bolivia 3YPlan 2023 | EDE | El Deber | In Services | -17.7997 | -63.1681 | Urban | Santa Cruz de la Sierra | Andres Ibanez | Santa Cruz | 25 | Selfsupported | PBC6200 | - | 0 | 0 | 3 | 0 | 0 | 3 | 1 | 0 | 7 |  | 1 DUG 20 01-1 DUW 31 01-1 BB 6630 L | 3 RRU 12 B5 | 3 | 1 DUG 20 01 | 1 | RBS 6601_SHARE | 0 | 0 | 1 DUW 31 01 | 1 | RBS 6601 | N/A | 0 | N/A | 0 | N/A | N/A | 0 | N/A | 0 | N/A | 3 RRUS 11 B4 | 3 | 1 BB 6630 L | 1 | RBS 6630 | 1 R 4415 B2/B25 | 1 | 0 BB 6630 L | 0 | RBS 6630 | 0 | 0 | 0 | 0 | 0 | 7 | Batch 2 |  | #N/A | 2024 | GWL | 2024-06-10 | 24 | -Mod. 850 (1-3) ; Exp. LTE (HI) ; MIMO4 LTE (EF) ; AAS FDD (DG) ; | 2 | 0 | 0 | 2 | 0 | 1 |  | 5 | 7 |  | 0 | 0 | 2 | 0 | 0 | 0 | 0 | 2 | Mod. 850 (1-3) ; Exp. LTE (HI) ; MIMO4 LTE (EF) ; AAS FDD (DG) ; | DEFG | HI(1-3) | 2 | 0 | 1 |  | Baseband 6651 | [12 empty] | INST : Mod. 850 / LTE 1900 / AAS FDD AWS&1900 / |  | MIC BO 3YPlan 2023_1BB_5R_2A | 17 | 1xBaseband 6651, 2xRadio 2219 B5, 2xRadio 4499 44B2/25 44B66A, 1xRadio AAS B25/B66, |  | 2xAntenna 4pH, | [41 empty] | 50 | 5 |  | 42 |  |  |  | #N/A | +591 71369827 | [8 empty] | 0 | 14 | [66 empty] | 1xBaseband 6651, 2xRadio 2219 B5, 2xRadio 4499 44B2/25 44B66A, 1xRadio AAS B25/B66, 2xAntenna 4pH, | EXISTING SITE MIXMODE 850/AWS/LTE 1900/ L:DEFG-> INST : Mod. 850 / LTE 1900 / AAS FDD AWS&1900 / New :HI(1-3)
408 | RO 2021 - LTE Capacity H2/ / LTE RO 2020 Capacity H1 - AWS | 0 | Proyecto Millicom Bolivia 3YPlan 2023 | PI3 | Parque Industrial III | In Services | -17.7551 | -63.1383 | Urban | Santa Cruz de la Sierra | Andres Ibanez | Santa Cruz | 40 | Selfsupported | PU6210 | - | 3 | 3 | 0 | 0 | 0 | 3 | 1 | 0 | 10 |  | 1 BB 6630 GW-1 BB 6630 L | 3 RRUS 12 B5 G | 3 | 1 BB 6630 GW | 1 | RBS 6630 | 3 RRUS 01 B5 W | 3 | 0 BB 6630 GW | 0 | RBS 6630 | N/A | 0 | N/A | 0 | N/A | N/A | 0 | 0 BB 6630 L | 0 | RBS6630 | 2 R 4415 B66A ; 1 RRUS 32 B4 | 3 | 1 BB 6630 L | 1 | RBS6630 | 1 R 4415 B2/B25 | 1 | 0 BB 6630 L | 0 | RBS6630 | 0 | 0 | 0 | 0 | 0 | 10 | Batch 2 |  | #N/A | 2024 | GWL | 2024-06-10 | 24 | -Mod. 850 (1-2) ; Exp. LTE (G) ; AAS FDD (EH) ; | 2 | 1 | 0 | 0 | 0 | 1 |  | 4 | 10 |  | 0 | 0 | 1 | 0 | 0 | 0 | 0 | 1 | Mod. 850 (1-2) ; Exp. LTE (G) ; AAS FDD (EH) ; | DEFH | G(1-2) | 1 | 0 | 1 |  | Baseband 6651 | [12 empty] | INST : Mod. 850 / LTE 1900 / AAS FDD AWS&1900 / |  | MIC BO 3YPlan 2023_1BB_4R_1A | 7 | 1xBaseband 6651, 2xRadio 2219 B5, 1xRadio 4415 B2/25, 1xRadio AAS B25/B66, |  | 1xAntenna 4pH, | [41 empty] | 70 | 4 |  | 59 |  |  |  | #N/A | +591 75137341 | [8 empty] | 0 | 14 | [66 empty] | 1xBaseband 6651, 2xRadio 2219 B5, 1xRadio 4415 B2/25, 1xRadio AAS B25/B66, 1xAntenna 4pH, | EXISTING SITE 2G/3G 850/AWS/LTE 1900/ L:DEFH-> INST : Mod. 850 / LTE 1900 / AAS FDD AWS&1900 / New :G(1-2)
508 | / LTE RO 2020 Capacity H1 - 1900Mhz | 0 | Proyecto Millicom Bolivia 3YPlan 2023 | PLN | Plan 3000 | In Services | -17.8154 | -63.1254 | Urban | Santa Cruz de la Sierra | Andres Ibanez | Santa Cruz | 45 | Selfsupported | PBC6200 | - | 3 | 3 | 0 | 0 | 0 | 3 | 3 | 0 | 12 |  | 1 DUG 20 01-1 DUW 31 01-1 DUS 31 02 | 3 RRUS 12 B5 | 3 | 1 DUG 20 01 | 1 | RBS 6601 | 3 RRUS 01 B5 | 3 | 1 DUW 31 01 | 1 | RBS 6601 | N/A | 0 | N/A | 0 | N/A | N/A | 0 | N/A | 0 | N/A | 3 RRUS 11 B4 | 3 | 1 DUS 31 02 | 1 | RBS 6601_SHARE | 3 R 2217B2 | 3 | 0 DUS 31 02 | 0 | RBS 6601_SHARE | 0 | 0 | 0 | 0 | 0 | 12 | 0 |  | #N/A | 2024 | GWL | 2024-06-10 | 24 | -Mod. 850 (1-2-3) ; AAS FDD (DEFGHI) ; | 3 | 0 | 0 | 0 | 0 | 3 |  | 6 | 12 |  | 0 | 0 | 0 | 0 | 0 | 0 | 0 | 0 | Mod. 850 (1-2-3) ; AAS FDD (DEFGHI) ; | DEFGHI | (1-2-3) | 26 | 1 | 2 | Baseband 6631 | Baseband 6651 | [12 empty] | INST : Mod. 850 / AAS FDD AWS&1900 / |  | MIC BO 3YPlan 2023_3BB_6R | 9 | 1xBaseband 6631, 2xBaseband 6651, 3xRadio 2219 B5, 3xRadio AAS B25/B66, | [43 empty] | 70 | 6 |  | 64 |  |  |  | #N/A | +591 75137341 | [8 empty] | 0 | 14 | [66 empty] | 1xBaseband 6631, 2xBaseband 6651, 3xRadio 2219 B5, 3xRadio AAS B25/B66, | EXISTING SITE 2G/3G 850/AWS/LTE 1900/ L:DEFGHI-> INST : Mod. 850 / AAS FDD AWS&1900 / New :(1-2-3)
177 | / LTE RO 2020 Capacity H1 - 1900Mhz | 0 | Proyecto Millicom Bolivia 3YPlan 2023 | PLZ | Plaza | In Services | -17.7823 | -63.181 | Urban | Santa Cruz de la Sierra | Andres Ibanez | Santa Cruz | 30 | Monopolo | PBC6200 | - | 3 | 3 | 0 | 0 | 0 | 3 | 3 | 0 | 12 |  | 1 DUG 20 01-1 DUW 31 01-1 DUS 31 02 | 3 RRUS 12 B5 | 3 | 1 DUG 20 01 | 1 | RBS 6601_SHARE | 3 RRUS 01 B5 | 3 | 1 DUW 31 01 | 1 | RBS 6601 | N/A | 0 | N/A | 0 | N/A | N/A | 0 | N/A | 0 | N/A | 3 RRUS 11 B4 | 3 | 1 DUS 31 02 | 1 | RBS 6601_SHARE | 3 R 2217B2 | 3 | 0 DUS 31 02 | 0 | RBS 6601_SHARE | 0 | 0 | 0 | 0 | 0 | 12 | 0 |  | #N/A | 2024 | GWL | 2024-06-13 | 24 | -Mod. 850 (1-2-3) ; AAS FDD (DEFGHI) ; | 3 | 0 | 0 | 0 | 0 | 3 |  | 6 | 12 |  | 0 | 0 | 0 | 0 | 0 | 0 | 0 | 0 | Mod. 850 (1-2-3) ; AAS FDD (DEFGHI) ; | DEFGHI | (1-2-3) | 26 | 1 | 2 | Baseband 6631 | Baseband 6651 | [12 empty] | INST : Mod. 850 / AAS FDD AWS&1900 / |  | MIC BO 3YPlan 2023_3BB_6R | 9 | 1xBaseband 6631, 2xBaseband 6651, 3xRadio 2219 B5, 3xRadio AAS B25/B66, | [43 empty] | 70 | 6 |  | 48 |  |  |  | #N/A | +591 71369827 | [8 empty] | 0 | 14 | [66 empty] | 1xBaseband 6631, 2xBaseband 6651, 3xRadio 2219 B5, 3xRadio AAS B25/B66, | EXISTING SITE 2G/3G 850/AWS/LTE 1900/ L:DEFGHI-> INST : Mod. 850 / AAS FDD AWS&1900 / New :(1-2-3)
282 | / LTE RO 2020 Capacity H1 - 1900Mhz | 0 | Proyecto Millicom Bolivia 3YPlan 2023 | POR | Portachuelo | In Services | -17.3521 | -63.3953 | Rural | Portachuelo | Sara | Santa Cruz | 70 | Selfsupported | PBC6200 | - | 3 | 3 | 0 | 0 | 3 | 3 | 3 | 0 | 15 |  | 1 DUG 20 01-1 DUW 31 01-1 DUS 31 01 | 3 RRUS 12 B5 | 3 | 1 DUG 20 01 | 1 | RBS 6601 | 3 RRUS 01 B5 | 3 | 1 DUW 31 01 | 1 | RBS 6601 | N/A | 0 | N/A | 0 | N/A | 3 RRUS 11 B12 | 3 | 1 DUS 31 01 | 1 | RBS 6601 | 3 RRUS 11 B4 | 3 | 0 DUS 31 01 | 0 | RBS 6601 | 3 R 2217B2 | 3 | 0 DUS 31 01 | 0 | RBS 6601 | 0 | 0 | 0 | 0 | 0 | 15 | Batch 2 |  | #N/A | 2024 | GWL | 2024-06-13 | 24 | -Mod. 850 (1-2-3) ; AAS FDD (EH) ; Sectorizar (DFGI) | 3 | 0 | 0 | 2 | 0 | 1 |  | 6 | 15 |  | 0 | 0 | 0 | 0 | 0 | 2 | 0 | 2 | Mod. 850 (1-2-3) ; AAS FDD (EH) ; Sectorizar (DFGI) | ABCDEFGHI | (1-2-3) | 9 | 1 | 1 | Baseband 6631 | Baseband 6651 | [12 empty] | INST : Mod. 850 / Sectorize AWS&1900 / AAS FDD AWS&1900 / |  | MIC BO 3YPlan 2023_2BB_6R_2A | 16 | 1xBaseband 6631, 1xBaseband 6651, 3xRadio 2219 B5, 2xRadio 4499 44B2/25 44B66A, 1xRadio AAS B25/B66, |  | 2xTwin Beam Antenna, | [41 empty] | 100 | 6 |  | 92 |  |  |  | #N/A | +591 75137341 | [8 empty] | 0 | 14 | [66 empty] | 1xBaseband 6631, 1xBaseband 6651, 3xRadio 2219 B5, 2xRadio 4499 44B2/25 44B66A, 1xRadio AAS B25/B66, 2xTwin Beam Antenna, | EXISTING SITE 2G/3G 850/LTE 700/AWS/LTE 1900/ L:ABCDEFGHI-> INST : Mod. 850 / Sectorize AWS&1900 / AAS FDD AWS&1900 / New :(1-2-3)
293 | / LTE RO 2020 Capacity H1 - AWS / LTE RO 2020 Capacity H2 - 1900Mhz | 0 | Proyecto Millicom Bolivia 3YPlan 2023 | ESG | Estadio San Ignacio | In Services | -16.3791 | -60.971 | Rural | San Ignacio de Velasco | Velasco | Santa Cruz | 40 | Selfsupported | RBS6101 | - | 0 | 0 | 3 | 0 | 3 | 3 | 3 | 0 | 12 |  | 1 BB 6630 GWL | 3 RRUS 01 B5 GW | 3 | 1 BB 6630 GWL | 1 | RBS 6630 | 0 RRUS 01 B5 GW | 0 | 0 BB 6630 GWL | 0 | RBS 6630 | N/A | 0 | N/A | 0 | N/A | 3 RRUS 11 B12 | 3 | 0 BB 6630 GWL | 0 | RBS 6630 | 1 R 4415 B66A ; 2 RRUS 32 B4 | 3 | 0 BB 6630 GWL | 0 | RBS 6630 | 3 R 4415 B2/B25 | 3 | 0 BB 6630 GWL | 0 | RBS 6630 | 0 | 0 | 0 | 0 | 0 | 12 | 0 |  | #N/A | 2024 | GWL | 2024-06-13 | 24 | -Mod. 850 (1-2-3) ; AAS FDD (DEFGHI) ; | 3 | 0 | 0 | 0 | 0 | 3 |  | 6 | 12 |  | 0 | 0 | 0 | 0 | 0 | 0 | 0 | 0 | Mod. 850 (1-2-3) ; AAS FDD (DEFGHI) ; | ABCDEFGHI | (1-2-3) | 26 | 0 | 2 |  | Baseband 6651 | [12 empty] | INST : Mod. 850 / AAS FDD AWS&1900 / |  | MIC BO 3YPlan 2023_2BB_6R | 11 | 2xBaseband 6651, 3xRadio 2219 B5, 3xRadio AAS B25/B66, | [43 empty] | 70 | 6 |  | 59 |  |  |  | #N/A | +591 71369827 | [8 empty] | 0 | 14 | [66 empty] | 2xBaseband 6651, 3xRadio 2219 B5, 3xRadio AAS B25/B66, | EXISTING SITE MIXMODE 850/LTE 700/AWS/LTE 1900/ L:ABCDEFGHI-> INST : Mod. 850 / AAS FDD AWS&1900 / New :(1-2-3)
300 | / LTE RO 2020 Capacity H1 - 1900Mhz | 0 | Proyecto Millicom Bolivia 3YPlan 2023 | PQI | Parque Industrial | In Services | -17.7518 | -63.1276 | Urban | Santa Cruz de la Sierra | Andres Ibanez | Santa Cruz | 60 | Selfsupported | PBC6200 | - | 3 | 3 | 0 | 0 | 3 | 3 | 3 | 0 | 15 |  | 1 DUG 20 01-1 DUW 31 01-1 DUS 31 01 | 3 RRUS 01 B5 | 3 | 1 DUG 20 01 | 1 | RBS 6601_SHARE | 3 RRUS 01 B5 | 3 | 1 DUW 31 01 | 1 | RBS 6601 | N/A | 0 | N/A | 0 | N/A | 3 RRUS 11 B12 | 3 | 1 DUS 31 01 | 1 | RBS 6601 | 3 RRUS 11 B4 | 3 | 0 DUS 31 01 | 0 | RBS6601_SHARE | 3 R 2217B2 | 3 | 0 DUS 31 01 | 0 | RBS6601_SHARE | 0 | 0 | 0 | 0 | 0 | 15 | Batch 2 |  | #N/A | 2024 | GWL | 2024-06-13 | 24 | -Mod. 850 (1-2-3) ; AAS FDD (DFGI) ; Sectorizar (EH) | 3 | 0 | 0 | 1 | 0 | 2 |  | 6 | 15 |  | 0 | 0 | 0 | 0 | 0 | 1 | 0 | 1 | Mod. 850 (1-2-3) ; AAS FDD (DFGI) ; Sectorizar (EH) | ABCDEFGHI | (1-2-3) | 16 | 1 | 2 | Baseband 6631 | Baseband 6651 | [12 empty] | INST : Mod. 850 / Sectorize AWS&1900 / AAS FDD AWS&1900 / |  | MIC BO 3YPlan 2023_3BB_6R_1A | 19 | 1xBaseband 6631, 2xBaseband 6651, 3xRadio 2219 B5, 1xRadio 4499 44B2/25 44B66A, 2xRadio AAS B25/B66, |  | 1xTwin Beam Antenna, | [41 empty] | 100 | 6 |  | 81 |  |  |  | #N/A | +591 75137341 | [8 empty] | 0 | 14 | [66 empty] | 1xBaseband 6631, 2xBaseband 6651, 3xRadio 2219 B5, 1xRadio 4499 44B2/25 44B66A, 2xRadio AAS B25/B66, 1xTwin Beam Antenna, | EXISTING SITE 2G/3G 850/LTE 700/AWS/LTE 1900/ L:ABCDEFGHI-> INST : Mod. 850 / Sectorize AWS&1900 / AAS FDD AWS&1900 / New :(1-2-3)
319 | / High Load Cells_Only F1 | 0 | Proyecto Millicom Bolivia 3YPlan 2023 | PQ2 | Puerto Quijarro II | In Services | -19.0176 | -57.7131 | Rural | Puerto Quijarro | German Busch | Santa Cruz | 40 | Selfsupported | RBS6101 | - | 3 | 3 | 0 | 0 | 3 | 3 | 1 | 0 | 13 |  | 1 DUG 20 01-1 DUW 31 01-1 BB 6630 L | 3 RRUS 01 B5 G | 3 | 1 DUG 20 01 | 1 | RBS6601_SHARE | 3 RRU 01 B5 W | 3 | 1 DUW 31 01 | 1 | RBS6601 | N/A | 0 | N/A | 0 | N/A | 3 RRUS 11 B12 | 3 | 1 BB 6630 L | 1 | RBS6630 | 3 RRU4415 B66A | 3 | 0 BB 6630 L | 0 | RBS 6630 | 1 R 4415 B2/B25 | 1 | 0 BB 6630 L | 0 | RBS 6630 | 0 | 0 | 0 | 0 | 0 | 13 | Batch 2 |  | #N/A | 2024 | GWL | 2024-06-13 | 24 | -Mod. 850 (1-2) ; Exp. LTE (GI) ; AAS FDD (EH) ; | 2 | 2 | 0 | 0 | 0 | 1 |  | 5 | 13 |  | 0 | 0 | 2 | 0 | 0 | 0 | 0 | 2 | Mod. 850 (1-2) ; Exp. LTE (GI) ; AAS FDD (EH) ; | ABCDEFH | GI(1-2) | 2 | 0 | 1 |  | Baseband 6651 | [12 empty] | INST : Mod. 850 / LTE 1900 / AAS FDD AWS&1900 / |  | MIC BO 3YPlan 2023_1BB_5R_2A | 17 | 1xBaseband 6651, 2xRadio 2219 B5, 2xRadio 4415 B2/25, 1xRadio AAS B25/B66, |  | 2xAntenna 4pH, | [41 empty] | 70 | 5 |  | 59 |  |  |  | #N/A | +591 75137341 | [8 empty] | 0 | 14 | [66 empty] | 1xBaseband 6651, 2xRadio 2219 B5, 2xRadio 4415 B2/25, 1xRadio AAS B25/B66, 2xAntenna 4pH, | EXISTING SITE 2G/3G 850/LTE 700/AWS/LTE 1900/ L:ABCDEFH-> INST : Mod. 850 / LTE 1900 / AAS FDD AWS&1900 / New :GI(1-2)
354 | RO 2021 - LTE Capacity H2/ / LTE RO 2020 Capacity H1 - AWS | 0 | Proyecto Millicom Bolivia 3YPlan 2023 | FBC | Faboce | In Services | -17.7795 | -63.1451 | Urban | Santa Cruz de la Sierra | Andres Ibanez | Santa Cruz | 25 | Selfsupported | PU6210 | - | 3 | 3 | 0 | 0 | 0 | 3 | 1 | 0 | 10 |  | 1 DUG 20 01-1 BB 6630 W-1 BB 6630 L | 3 RRUS12B5 G | 3 | 1 DUG 20 01 | 1 | RBS 6601 | 3 RRUS01B5 W | 3 | 1 BB 6630 W | 1 | RBS 6601 | N/A | 0 | N/A | 0 | N/A | N/A | 0 | 0 BB 6630 L | 0 | RBS6630 | 3 R 4415 B66A L | 3 | 1 BB 6630 L | 1 | RBS6630 | 1 R 4415 B2/B25 | 1 | 0 BB 6630 L | 0 | RBS6630 | 0 | 0 | 0 | 0 | 0 | 10 | Batch 2 |  | #N/A | 2024 | GWL | 2024-06-13 | 24 | -Mod. 850 (1-3) ; Exp. LTE (GH) ; AAS FDD (FI) ; | 2 | 2 | 0 | 0 | 0 | 1 |  | 5 | 10 |  | 0 | 0 | 2 | 0 | 0 | 0 | 0 | 2 | Mod. 850 (1-3) ; Exp. LTE (GH) ; AAS FDD (FI) ; | DEFI | GH(1-3) | 1 | 0 | 1 |  | Baseband 6651 | [12 empty] | INST : Mod. 850 / LTE 1900 / AAS FDD AWS&1900 / |  | MIC BO 3YPlan 2023_1BB_5R_2A | 17 | 1xBaseband 6651, 2xRadio 2219 B5, 2xRadio 4415 B2/25, 1xRadio AAS B25/B66, |  | 2xAntenna 4pH, | [41 empty] | 50 | 5 |  | 42 |  |  |  | #N/A | +591 75137341 | [8 empty] | 0 | 14 | [66 empty] | 1xBaseband 6651, 2xRadio 2219 B5, 2xRadio 4415 B2/25, 1xRadio AAS B25/B66, 2xAntenna 4pH, | EXISTING SITE 2G/3G 850/AWS/LTE 1900/ L:DEFI-> INST : Mod. 850 / LTE 1900 / AAS FDD AWS&1900 / New :GH(1-3)
386 | / LTE RO 2020 Capacity H1 - AWS | 0 | Proyecto Millicom Bolivia 3YPlan 2023 | EQI | Equipetrol Norte | In Services | -17.7587 | -63.1995 | Urban | Santa Cruz de la Sierra | Andres Ibanez | Santa Cruz | 8 | Mástil | RBS6101 | E6150 | 3 | 3 | 0 | 0 | 0 | 3 | 2 | 0 | 11 |  | 1 DUG 20 01-1 DUW 31 01-1 BB 6630 (L) | 3 RRUS 12 B5 G | 3 | 1 DUG 20 01 | 1 | RBS 6601_SHARE | 3 RRUS 01 B5 W | 3 | 1 DUW 31 01 | 1 | RBS 6601_SHARE | N/A | 0 | N/A | 0 | N/A | N/A | 0 | N/A | 0 | N/A | 3 R 4415B66A | 3 | 1 BB 6630 (L) | 1 | RBS 6630 | 2 R 4415 B2/B25 | 2 | 0 BB 6630 (L) | 0 | RBS 6630 | 0 | 0 | 0 | 0 | 0 | 11 | Batch 2 |  | #N/A | 2024 | GWL | 2024-06-13 | 24 | -Mod. 850 (3) ; AAS FDD (FI) ; | 1 | 0 | 0 | 0 | 0 | 1 |  | 2 | 11 |  | 0 | 0 | 0 | 0 | 0 | 0 | 0 | 0 | Mod. 850 (3) ; AAS FDD (FI) ; | DEFHI | (3) | 1 | 0 | 1 |  | Baseband 6651 | [12 empty] | INST : Mod. 850 / AAS FDD AWS&1900 / |  | MIC BO 3YPlan 2023_1BB_2R | 6 | 1xBaseband 6651, 1xRadio 2219 B5, 1xRadio AAS B25/B66, | [43 empty] | 30 | 2 |  | 23 |  |  |  | #N/A | +591 71369827 | [8 empty] | 0 | 14 | [66 empty] | 1xBaseband 6651, 1xRadio 2219 B5, 1xRadio AAS B25/B66, | EXISTING SITE 2G/3G 850/AWS/LTE 1900/ L:DEFHI-> INST : Mod. 850 / AAS FDD AWS&1900 / New :(3)
475 | / LTE RO 2020 Capacity H1 - 1900Mhz | 0 | Proyecto Millicom Bolivia 3YPlan 2023 | EVA | Evangelica | In Services | -17.8427 | -63.2054 | Urban | Santa Cruz de la Sierra | Andres Ibanez | Santa Cruz | 60 | Selfsupported | PBC6200 | - | 3 | 3 | 0 | 0 | 3 | 3 | 3 | 0 | 15 |  | 1 DUG 20 01-1 DUW 31 01-1 DUS 31 01 | 3 RRUS 12 B5 G | 3 | 1 DUG 20 01 | 1 | RBS 6601_SHARE | 3 RRUS 01 B5 W | 3 | 1 DUW 31 01 | 1 | RBS 6601 | N/A | 0 | N/A | 0 | N/A | 3 RRUS 11 B12 | 3 | 1 DUS 31 01 | 1 | RBS6601_SHARE | 3 RRUS 11 B4 | 3 | 0 DUS 31 01 | 0 | RBS6601_SHARE | 3 R 2217B2 | 3 | 0 BB 5212 L | 0 | RBS 6601_SHARE | 0 | 0 | 0 | 0 | 0 | 15 | Batch 2 |  | #N/A | 2024 | GWL | 2024-06-13 | 24 | -Mod. 850 (1-2-3) ; AAS FDD (DEGH) ; Sectorizar (FI) | 3 | 0 | 0 | 1 | 0 | 2 |  | 6 | 15 |  | 0 | 0 | 0 | 0 | 0 | 1 | 0 | 1 | Mod. 850 (1-2-3) ; AAS FDD (DEGH) ; Sectorizar (FI) | ABCDEFGHI | (1-2-3) | 8 | 1 | 2 | Baseband 6631 | Baseband 6651 | [12 empty] | INST : Mod. 850 / Sectorize AWS&1900 / AAS FDD AWS&1900 / |  | MIC BO 3YPlan 2023_3BB_6R_1A | 19 | 1xBaseband 6631, 2xBaseband 6651, 3xRadio 2219 B5, 1xRadio 4499 44B2/25 44B66A, 2xRadio AAS B25/B66, |  | 1xTwin Beam Antenna, | [41 empty] | 100 | 6 |  | 81 |  |  |  | #N/A | +591 75137341 | [8 empty] | 0 | 14 | [66 empty] | 1xBaseband 6631, 2xBaseband 6651, 3xRadio 2219 B5, 1xRadio 4499 44B2/25 44B66A, 2xRadio AAS B25/B66, 1xTwin Beam Antenna, | EXISTING SITE 2G/3G 850/LTE 700/AWS/LTE 1900/ L:ABCDEFGHI-> INST : Mod. 850 / Sectorize AWS&1900 / AAS FDD AWS&1900 / New :(1-2-3)
479 | RO 2021 - LTE Capacity H2/RO 2021 - LTE Capacity H1_119 Sitios / | 0 | Proyecto Millicom Bolivia 3YPlan 2023 | ESP | Espana | In Services | -17.7812 | -63.1853 | Urban | Santa Cruz de la Sierra | Andres Ibanez | Santa Cruz | 12 | Selfsupported | PBC6200 | - | 3 | 3 | 0 | 0 | 3 | 3 | 2 | 0 | 14 |  | 1 DUG 20 01-1 DUW 31 01-1 BB 6630 L | 3 RRUS 12 B5 G | 3 | 1 DUG 20 01 | 1 | RBS 6601_SHARE | 3 RRUS 01 B5 W | 3 | 1 DUW 31 01 | 1 | RBS 6601 | N/A | 0 | N/A | 0 | N/A | 3 RRUS 11 B12 | 3 | 0 BB 6630 L | 0 | RBS6630 | 1 RRUS 11 B4 ; 2 RRUS 32 B4 | 3 | 1 BB 6630 L | 1 | RBS 6630 | 2 R 4415 B2/B25 | 2 | 0 BB 6630 L | 0 | RBS6630 | 0 | 0 | 0 | 0 | 0 | 14 | Batch 2 |  | #N/A | 2024 | GWL | 2024-06-13 | 24 | -Mod. 850 (1-2-3) ; Exp. LTE (H) ; MIMO4 LTE (E) ; AAS FDD (DFGI) ; | 3 | 0 | 0 | 1 | 0 | 2 |  | 6 | 14 |  | 0 | 0 | 1 | 0 | 0 | 0 | 0 | 1 | Mod. 850 (1-2-3) ; Exp. LTE (H) ; MIMO4 LTE (E) ; AAS FDD (DFGI) ; | ABCDEFGI | H(1-2-3) | 5 | 0 | 2 |  | Baseband 6651 | [12 empty] | INST : Mod. 850 / LTE 1900 / AAS FDD AWS&1900 / |  | MIC BO 3YPlan 2023_2BB_6R_1A | 20 | 2xBaseband 6651, 3xRadio 2219 B5, 1xRadio 4499 44B2/25 44B66A, 2xRadio AAS B25/B66, |  | 1xAntenna 4pH, | [41 empty] | 30 | 6 |  | 27 |  |  |  | #N/A | +591 71369827 | [8 empty] | 0 | 14 | [66 empty] | 2xBaseband 6651, 3xRadio 2219 B5, 1xRadio 4499 44B2/25 44B66A, 2xRadio AAS B25/B66, 1xAntenna 4pH, | EXISTING SITE 2G/3G 850/LTE 700/AWS/LTE 1900/ L:ABCDEFGI-> INST : Mod. 850 / LTE 1900 / AAS FDD AWS&1900 / New :H(1-2-3)
166 | / LTE RO 2020 Capacity H1 - 1900Mhz | 0 | Proyecto Millicom Bolivia 3YPlan 2023 | PQI2 | Parque Industrial II | In Services | -17.7623 | -63.1427 | Urban | Santa Cruz de la Sierra | Andres Ibanez | Santa Cruz | 50 | Selfsupported | PBC6200 | - | 3 | 3 | 0 | 0 | 3 | 3 | 3 | 0 | 15 |  | 1 DUG 20 01-1 DUW 31 01-1 DUS 31 02 | 3 RRU 12 B5 | 3 | 1 DUG 20 01 | 1 | RBS 6601_SHARE | 3 RRU 01 B5 | 3 | 1 DUW 31 01 | 1 | RBS6601_SHARE | N/A | 0 | N/A | 0 | N/A | 3 RRUS 11 B12 | 3 | 1 DUS 31 02 | 1 | RBS6601_SHARE | 3 RRU 11 B4 | 3 | 0 DUS 31 02 | 0 | RBS6601_SHARE | 3 R 2217B2 | 3 | 0 DUS 31 02 | 0 | RBS6601_SHARE | 0 | 0 | 0 | 0 | 0 | 15 | 0 |  | #N/A | 2024 | GWL | 2024-06-19 | 25 | -Mod. 850 (1-2-3) ; AAS FDD (DEFGHI) ; | 3 | 0 | 0 | 0 | 0 | 3 |  | 6 | 15 |  | 0 | 0 | 0 | 0 | 0 | 0 | 0 | 0 | Mod. 850 (1-2-3) ; AAS FDD (DEFGHI) ; | ABCDEFGHI | (1-2-3) | 26 | 1 | 2 | Baseband 6631 | Baseband 6651 | [12 empty] | INST : Mod. 850 / AAS FDD AWS&1900 / |  | MIC BO 3YPlan 2023_3BB_6R | 9 | 1xBaseband 6631, 2xBaseband 6651, 3xRadio 2219 B5, 3xRadio AAS B25/B66, | [43 empty] | 100 | 6 |  | 70 |  |  |  | #N/A | +591 71369827 | [8 empty] | 0 | 14 | [66 empty] | 1xBaseband 6631, 2xBaseband 6651, 3xRadio 2219 B5, 3xRadio AAS B25/B66, | EXISTING SITE 2G/3G 850/LTE 700/AWS/LTE 1900/ L:ABCDEFGHI-> INST : Mod. 850 / AAS FDD AWS&1900 / New :(1-2-3)
178 | / LTE RO 2020 Capacity H2 - 1900Mhz | 0 | Proyecto Millicom Bolivia 3YPlan 2023 | GPI | Guapilo | In Services | -17.7646 | -63.0848 | Urban | Santa Cruz de la Sierra | Andres Ibanez | Santa Cruz | 60 | Selfsupported | PBC6200 | - | 2 | 3 | 0 | 0 | 0 | 3 | 2 | 0 | 10 |  | 1 BB 6630 GL-1 DUW 31 01 | 2 RRUS 12 B5 | 2 | 1 BB 6630 GL | 1 | RBS 6601_SHARE | 3 RRU 01 B5 | 3 | 1 DUW 31 01 | 1 | RBS 6601 | N/A | 0 | N/A | 0 | N/A | N/A | 0 | N/A | 0 | N/A | 3 RRUS 32 B4 | 3 | 0 BB 6630 GL | 0 | RBS6601_SHARE | 2 R 4415 B2/B25 | 2 | 0 BB 6630 GL | 0 | RBS6601 | 0 | 0 | 0 | 0 | 0 | 10 | Batch 2 |  | #N/A | 2024 | GWL | 2024-06-19 | 25 | -Mod. 850 (1-2-3) ; Exp. LTE (I) ; AAS FDD (EH) ; Sectorizar (DG) | 3 | 1 | 0 | 0 | 0 | 1 |  | 5 | 10 |  | 0 | 0 | 1 | 0 | 0 | 1 | 0 | 2 | Mod. 850 (1-2-3) ; Exp. LTE (I) ; AAS FDD (EH) ; Sectorizar (DG) | DEFGH | I(1-2-3) | 2 | 0 | 1 |  | Baseband 6651 | [12 empty] | INST : Mod. 850 / LTE 1900 / Sectorize AWS&1900 / AAS FDD AWS&1900 / |  | MIC BO 3YPlan 2023_1BB_5R_2A | 17 | 1xBaseband 6651, 3xRadio 2219 B5, 1xRadio 4415 B2/25, 1xRadio AAS B25/B66, |  | 1xAntenna 4pH, 1xTwin Beam Antenna, | [41 empty] | 100 | 5 |  | 81 |  |  |  | #N/A | +591 75137341 | [8 empty] | 0 | 14 | [66 empty] | 1xBaseband 6651, 3xRadio 2219 B5, 1xRadio 4415 B2/25, 1xRadio AAS B25/B66, 1xAntenna 4pH, 1xTwin Beam Antenna, | EXISTING SITE 2G/3G 850/AWS/LTE 1900/ L:DEFGH-> INST : Mod. 850 / LTE 1900 / Sectorize AWS&1900 / AAS FDD AWS&1900 / New :I(1-2-3)
182 | RO 2021 - LTE Capacity H2/0 | 0 | Proyecto Millicom Bolivia 3YPlan 2023 | PTR | Petrolero | In Services | -17.7658 | -63.1757 | Urban | Santa Cruz de la Sierra | Andres Ibanez | Santa Cruz | 60 | Selfsupported | PU6210 | - | 3 | 3 | 0 | 0 | 0 | 3 | 1 | 0 | 10 |  | 1 DUG 20 01-1 DUW 31 01-1 BB 6630 L | 3 RRUS 12 B5 | 3 | 1 DUG 20 01 | 1 | RBS6601_SHARE | 3 RRUS 01 B5 | 3 | 1 DUW 31 01 | 1 | RBS6601 | N/A | 0 | N/A | 0 | N/A | N/A | 0 | 0 BB 6630 L | 0 | RBS6630 | 3 RRUS 11 B4 | 3 | 1 BB 6630 L | 1 | RBS6630 | 1 R 4415 B2/B25 | 1 | 0 BB 6630 L | 0 | RBS6630 | 0 | 0 | 0 | 0 | 0 | 10 | Batch 2 |  | #N/A | 2024 | GWL | 2024-06-19 | 25 | -Mod. 850 (1-3) ; Exp. LTE (H) ; MIMO4 LTE (E) ; AAS FDD (DFGI) ; | 2 | 0 | 0 | 1 | 0 | 2 |  | 5 | 10 |  | 0 | 0 | 1 | 0 | 0 | 0 | 0 | 1 | Mod. 850 (1-3) ; Exp. LTE (H) ; MIMO4 LTE (E) ; AAS FDD (DFGI) ; | DEFGI | H(1-3) | 4 | 0 | 2 |  | Baseband 6651 | [12 empty] | INST : Mod. 850 / LTE 1900 / AAS FDD AWS&1900 / |  | MIC BO 3YPlan 2023_2BB_5R_1A | 14 | 2xBaseband 6651, 2xRadio 2219 B5, 1xRadio 4499 44B2/25 44B66A, 2xRadio AAS B25/B66, |  | 1xAntenna 4pH, | [41 empty] | 100 | 5 |  | 81 |  |  |  | #N/A | +591 75137341 | [8 empty] | 0 | 14 | [66 empty] | 2xBaseband 6651, 2xRadio 2219 B5, 1xRadio 4499 44B2/25 44B66A, 2xRadio AAS B25/B66, 1xAntenna 4pH, | EXISTING SITE 2G/3G 850/AWS/LTE 1900/ L:DEFGI-> INST : Mod. 850 / LTE 1900 / AAS FDD AWS&1900 / New :H(1-3)
183 | RO 2021 - LTE Capacity H2-P1 | RO 2022 Capacity H2 | Proyecto Millicom Bolivia 3YPlan 2023 | PRA | La Pradera | In Services | -17.806 | -63.1021 | Urban | Santa Cruz de la Sierra | Andres Ibanez | Santa Cruz | 40 | Selfsupported | PBC6200 | - | 3 | 3 | 0 | 0 | 0 | 3 | 3 | 0 | 12 |  | 1 DUG 20 01-1 DUW 31 01-1 BB 5212 L | 3 RRUS 12 B5 | 3 | 1 DUG 20 01 | 1 | RBS 6601 | 3 RRU 01 B5 | 3 | 1 DUW 31 01 | 1 | RBS 6601 | N/A | 0 | N/A | 0 | N/A | N/A | 0 | N/A | 0 | N/A | 3 RRUS 32 B4 | 3 | 1 BB 5212 L | 1 | RBS6601 | 3 R 4415 B2 B25 | 3 | 0 BB 5212 L | 0 | RBS6601 | 0 | 0 | 0 | 0 | 0 | 12 | Batch 2 |  | #N/A | 2024 | GWL | 2024-06-19 | 25 | -Mod. 850 (1-2-3) ; AAS FDD (FI) ; Sectorizar (DEGH) | 3 | 0 | 0 | 0 | 0 | 1 |  | 4 | 12 |  | 0 | 0 | 0 | 0 | 0 | 2 | 0 | 2 | Mod. 850 (1-2-3) ; AAS FDD (FI) ; Sectorizar (DEGH) | DEFGHI | (1-2-3) | 6 | 1 | 1 | Baseband 6631 | Baseband 6651 | [12 empty] | INST : Mod. 850 / Sectorize AWS&1900 / AAS FDD AWS&1900 / |  | MIC BO 3YPlan 2023_2BB_4R_2A | 7 | 1xBaseband 6631, 1xBaseband 6651, 3xRadio 2219 B5, 1xRadio AAS B25/B66, |  | 2xTwin Beam Antenna, | [41 empty] | 70 | 4 |  | 59 |  |  |  | #N/A | +591 71369827 | [8 empty] | 0 | 14 | [66 empty] | 1xBaseband 6631, 1xBaseband 6651, 3xRadio 2219 B5, 1xRadio AAS B25/B66, 2xTwin Beam Antenna, | EXISTING SITE 2G/3G 850/AWS/LTE 1900/ L:DEFGHI-> INST : Mod. 850 / Sectorize AWS&1900 / AAS FDD AWS&1900 / New :(1-2-3)
306 | RO 2021 - LTE Capacity H1_119 Sitios / Refarming 1900 2019 | 0 | Proyecto Millicom Bolivia 3YPlan 2023 | GBR | Guabira | In Services | -17.3155 | -63.27 | Urban | Montero | Obispo Santisteban | Santa Cruz | 40 | Selfsupported | PBC6200 | - | 3 | 3 | 0 | 0 | 3 | 3 | 3 | 0 | 15 |  | 1 BB 6630 GL-1 DUW 31 01 | 3 RRUS 12 B5 | 3 | 1 BB 6630 GL | 1 | RBS 6630 | 3 RRU 01 B5 | 3 | 1 DUW 31 01 | 1 | RBS 6601 | N/A | 0 | N/A | 0 | N/A | 3 R 4478 B12A | 3 | 0 BB 6630 GL | 0 | RBS 6630 | 3 RRUS 11 B4 | 3 | 0 BB 6630 GL | 0 | RBS 6630 | 3 R 2217B2 | 3 | 0 BB 6630 GL | 0 | RBS 6630 | 0 | 0 | 0 | 0 | 0 | 15 | Batch 2 |  | #N/A | 2024 | GWL | 2024-06-19 | 25 | -Mod. 850 (1-2) ; AAS FDD (DEGH) ; | 2 | 0 | 0 | 0 | 0 | 2 |  | 4 | 15 |  | 0 | 0 | 0 | 0 | 0 | 0 | 0 | 0 | Mod. 850 (1-2) ; AAS FDD (DEGH) ; | ABCDEFGHI | (1-2) | 5 | 0 | 2 |  | Baseband 6651 | [12 empty] | INST : Mod. 850 / AAS FDD AWS&1900 / |  | MIC BO 3YPlan 2023_2BB_4R | 7 | 2xBaseband 6651, 2xRadio 2219 B5, 2xRadio AAS B25/B66, | [43 empty] | 70 | 4 |  | 59 |  |  |  | #N/A | +591 75137341 | [8 empty] | 0 | 14 | [66 empty] | 2xBaseband 6651, 2xRadio 2219 B5, 2xRadio AAS B25/B66, | EXISTING SITE 2G/3G 850/LTE 700/AWS/LTE 1900/ L:ABCDEFGHI-> INST : Mod. 850 / AAS FDD AWS&1900 / New :(1-2)
402 | RO 2021 - LTE Capacity H1_119 Sitios / | 0 | Proyecto Millicom Bolivia 3YPlan 2023 | FOI | Foianini | In Services | -17.7947 | -63.1468 | Urban | Santa Cruz de la Sierra | Andres Ibanez | Santa Cruz | 25 | Selfsupported | RBS6101 | - | 3 | 3 | 0 | 0 | 3 | 3 | 1 | 0 | 13 |  | 1 DUG 20 01-1 DUW 31 01-1 DUS 31 01 | 3 RRUS 01 B5 G | 3 | 1 DUG 20 01 | 1 | RBS 6601 | 3 RRU 01 B5 W | 3 | 1 DUW 31 01 | 1 | RBS 6601 | N/A | 0 | N/A | 0 | N/A | 3 RRUS 11 B12 | 3 | 1 DUS 31 01 | 1 | RBS6601 | 1 RRUS 11 B4 2 RRUS 32 B4 | 3 | 0 DUS 31 01 | 0 | RBS6601 | 1 R 4415 B2/B25 | 1 | 0 DUS 3101 | 0 | RBS 6101 | 0 | 0 | 0 | 0 | 0 | 13 | Batch 2 |  | #N/A | 2024 | GWL | 2024-06-19 | 25 | -Mod. 850 (1-3) ; Exp. LTE (H) ; MIMO4 LTE (E) ; AAS FDD (DG) ; Sectorizar (FI) | 2 | 0 | 0 | 2 | 0 | 1 |  | 5 | 13 |  | 0 | 0 | 1 | 0 | 0 | 1 | 0 | 2 | Mod. 850 (1-3) ; Exp. LTE (H) ; MIMO4 LTE (E) ; AAS FDD (DG) ; Sectorizar (FI) | ABCDEFG | IH(1-3) | 1 | 1 | 1 | Baseband 6631 | Baseband 6651 | [12 empty] | INST : Mod. 850 / LTE 1900 / Sectorize AWS&1900 / AAS FDD AWS&1900 / |  | MIC BO 3YPlan 2023_2BB_5R_2A | 7 | 1xBaseband 6631, 1xBaseband 6651, 2xRadio 2219 B5, 2xRadio 4499 44B2/25 44B66A, 1xRadio AAS B25/B66, |  | 1xAntenna 4pH, 1xTwin Beam Antenna, | [41 empty] | 50 | 5 |  | 42 |  |  |  | #N/A | +591 71369827 | [8 empty] | 0 | 14 | [66 empty] | 1xBaseband 6631, 1xBaseband 6651, 2xRadio 2219 B5, 2xRadio 4499 44B2/25 44B66A, 1xRadio AAS B25/B66, 1xAntenna 4pH, 1xTwin Beam Antenna, | EXISTING SITE 2G/3G 850/LTE 700/AWS/LTE 1900/ L:ABCDEFG-> INST : Mod. 850 / LTE 1900 / Sectorize AWS&1900 / AAS FDD AWS&1900 / New :IH(1-3)
477 | / LTE RO 2020 Capacity H1 - 1900Mhz | 0 | Proyecto Millicom Bolivia 3YPlan 2023 | PRI | Primavera | In Services | -17.8259 | -63.1722 | Urban | Santa Cruz de la Sierra | Andres Ibanez | Santa Cruz | 60 | Selfsupported | RBS6101 | RBS6101 | 3 | 3 | 0 | 0 | 3 | 3 | 3 | 0 | 15 |  | 1 DUG 20 01-1 DUW 31 01-1 DUS 31 01 | 3 RRUS 12 B5 | 3 | 1 DUG 20 01 | 1 | RBS 6601_SHARE | 3 RRUS 01 B5 | 3 | 1 DUW 31 01 | 1 | RBS 6101 | N/A | 0 | N/A | 0 | N/A | 3 RRUS 11 B12 | 3 | 1 DUS 31 01 | 1 | RBS 6601_SHARE | 3 RRUS 11 B4 | 3 | 0 DUS 31 01 | 0 | RBS 6601_SHARE | 3 R 2217B2 | 3 | 0 BB 5212 L | 0 | RBS 6601_SHARE | 0 | 0 | 0 | 0 | 0 | 15 | Batch 2 |  | #N/A | 2024 | GWL | 2024-06-19 | 25 | -Mod. 850 (1-2-3) ; AAS FDD (EH) ; Sectorizar (DFGI) | 3 | 0 | 0 | 2 | 0 | 1 |  | 6 | 15 |  | 0 | 0 | 0 | 0 | 0 | 2 | 0 | 2 | Mod. 850 (1-2-3) ; AAS FDD (EH) ; Sectorizar (DFGI) | ABCDEFGHI | (1-2-3) | 9 | 1 | 1 | Baseband 6631 | Baseband 6651 | [12 empty] | INST : Mod. 850 / Sectorize AWS&1900 / AAS FDD AWS&1900 / |  | MIC BO 3YPlan 2023_2BB_6R_2A | 16 | 1xBaseband 6631, 1xBaseband 6651, 3xRadio 2219 B5, 2xRadio 4499 44B2/25 44B66A, 1xRadio AAS B25/B66, |  | 2xTwin Beam Antenna, | [41 empty] | 100 | 6 |  | 81 |  |  |  | #N/A | +591 71369827 | [8 empty] | 0 | 14 | [66 empty] | 1xBaseband 6631, 1xBaseband 6651, 3xRadio 2219 B5, 2xRadio 4499 44B2/25 44B66A, 1xRadio AAS B25/B66, 2xTwin Beam Antenna, | EXISTING SITE 2G/3G 850/LTE 700/AWS/LTE 1900/ L:ABCDEFGHI-> INST : Mod. 850 / Sectorize AWS&1900 / AAS FDD AWS&1900 / New :(1-2-3)
512 | 0 | 0 | Proyecto Millicom Bolivia 3YPlan 2023 | PTS | Petrolero Sur | In Services | -17.7963 | -63.158 | Urban | Santa Cruz de la Sierra | Andres Ibanez | Santa Cruz | 10 | Monopolo | PBC6200 | - | 3 | 3 | 0 | 0 | 0 | 3 | 1 | 0 | 10 |  | 1 DUG 20 01-1 DUW 31 01-1 DUS 31 02 | 3 RRUS 12 B5 | 3 | 1 DUG 20 01 | 1 | RBS 6601_SHARE | 3 RRUS 01 B5 | 3 | 1 DUW 31 01 | 1 | RBS 6601 | N/A | 0 | N/A | 0 | N/A | N/A | 0 | N/A | 0 | N/A | 3 RRUS 11 B4 | 3 | 1 DUS 31 02 | 1 | RBS 6601_SHARE | 1 R 4415 B2/B25 | 1 | 0 DUS 31 02 | 0 | RBS 6601_SHARE | 0 | 0 | 0 | 0 | 0 | 10 | Batch 2 |  | #N/A | 2024 | GWL | 2024-06-19 | 25 | -Mod. 850 (3) ; Exp. LTE (GH) ; MIMO4 LTE (DE) ; AAS FDD (FI) ; | 1 | 0 | 0 | 2 | 0 | 1 |  | 4 | 10 |  | 0 | 0 | 2 | 0 | 0 | 0 | 0 | 2 | Mod. 850 (3) ; Exp. LTE (GH) ; MIMO4 LTE (DE) ; AAS FDD (FI) ; | DEFI | GH(3) | 2 | 1 | 1 | Baseband 6631 | Baseband 6651 | [12 empty] | INST : Mod. 850 / LTE 1900 / AAS FDD AWS&1900 / |  | MIC BO 3YPlan 2023_2BB_4R_2A | 7 | 1xBaseband 6631, 1xBaseband 6651, 1xRadio 2219 B5, 2xRadio 4499 44B2/25 44B66A, 1xRadio AAS B25/B66, |  | 2xAntenna 4pH, | [41 empty] | 30 | 4 |  | 25 |  |  |  | #N/A | +591 75137341 | [8 empty] | 0 | 14 | [66 empty] | 1xBaseband 6631, 1xBaseband 6651, 1xRadio 2219 B5, 2xRadio 4499 44B2/25 44B66A, 1xRadio AAS B25/B66, 2xAntenna 4pH, | EXISTING SITE 2G/3G 850/AWS/LTE 1900/ L:DEFI-> INST : Mod. 850 / LTE 1900 / AAS FDD AWS&1900 / New :GH(3)
526 | RO 2021 - LTE Capacity H1_119 Sitios / | 0 | Proyecto Millicom Bolivia 3YPlan 2023 | GAB | UAGRM | In Services | -17.7809 | -63.1928 | Urban | Santa Cruz de la Sierra | Andres Ibanez | Santa Cruz | 10 | Monopolo | PBC6200 | - | 3 | 3 | 0 | 0 | 0 | 2 | 2 | 0 | 10 |  | 1 BB 6630 GL-1 DUW3101 | 3 RRUS 12 B5 G | 3 | 1 BB 6630 GL | 1 | RBS 6601 | 3 RRUS 01 B5 W | 3 | 1 DUW3101 | 1 | RBS 6601 | N/A | 0 | N/A | 0 | N/A | N/A | 0 | N/A | 0 | N/A | 2 RRUS 32 B4 | 2 | 0 BB 6630 GL | 0 | RBS6601 | 2 R 4415 B2/B25 | 2 | 0 BB 6630 GL | 0 | RBS 6630 | 0 | 0 | 0 | 0 | 0 | 10 | 0 |  | #N/A | 2025 | GWL | 2024-06-19 | 25 | -Mod. 850 (1-2) ; AAS FDD (DEGH) ; | 2 | 0 | 0 | 0 | 0 | 2 |  | 4 | 10 |  | 0 | 0 | 0 | 0 | 0 | 0 | 0 | 0 | Mod. 850 (1-2) ; AAS FDD (DEGH) ; | DEGH | (1-2) | 5 | 0 | 2 |  | Baseband 6651 | [12 empty] | INST : Mod. 850 / AAS FDD AWS&1900 / |  | MIC BO 3YPlan 2023_2BB_4R | 7 | 2xBaseband 6651, 2xRadio 2219 B5, 2xRadio AAS B25/B66, | [43 empty] | 30 | 4 |  | 25 |  |  |  | #N/A | +591 75137341 | [8 empty] | 0 | 14 | [66 empty] | 2xBaseband 6651, 2xRadio 2219 B5, 2xRadio AAS B25/B66, | EXISTING SITE 2G/3G 850/AWS/LTE 1900/ L:DEGH-> INST : Mod. 850 / AAS FDD AWS&1900 / New :(1-2)
165 | RO 2021 - LTE Capacity H1_119 Sitios / | 0 | Proyecto Millicom Bolivia 3YPlan 2023 | RMN | Remanso | In Services | -17.7077 | -63.1703 | Urban | Santa Cruz de la Sierra | Andres Ibanez | Santa Cruz | 40 | Selfsupported | RBS6101 | - | 3 | 3 | 0 | 0 | 0 | 3 | 3 | 0 | 12 |  | 1 BB 6630 GL-1 DUW 31 01 | 3 RRU 01 B5 | 3 | 1 BB 6630 GL | 1 | RBS 6601_SHARE | 3 RRUS 01 B5 | 3 | 1 DUW 31 01 | 1 | RBS6601 | N/A | 0 | N/A | 0 | N/A | N/A | 0 | N/A | 0 | N/A | 3 RRUS 11 B4 | 3 | 0 BB 6630 GL | 0 | RBS6601_SHARE | 3 R 4415 B2/B25 | 3 | 0 BB 6630 GL | 0 | RBS 6630 | 0 | 0 | 0 | 0 | 0 | 12 | Batch 2 |  | #N/A | 2024 | GWL | 2024-06-24 | 26 | -Mod. 850 (1-2-3) ; AAS FDD (DEGH) ; Sectorizar (FI) | 3 | 0 | 1 | 0 | 0 | 2 |  | 6 | 12 |  | 0 | 0 | 0 | 0 | 0 | 1 | 0 | 1 | Mod. 850 (1-2-3) ; AAS FDD (DEGH) ; Sectorizar (FI) | DEFGHI | (1-2-3) | 8 | 0 | 2 |  | Baseband 6651 | [12 empty] | INST : Mod. 850 / Sectorize AWS&1900 / AAS FDD AWS&1900 / |  | MIC BO 3YPlan 2023_2BB_6R_1A | 20 | 2xBaseband 6651, 3xRadio 2219 B5, 1xRadio 4415 B66A, 2xRadio AAS B25/B66, |  | 1xTwin Beam Antenna, | [41 empty] | 70 | 6 |  | 59 |  |  |  | #N/A | +591 75137341 | [8 empty] | 0 | 14 | [66 empty] | 2xBaseband 6651, 3xRadio 2219 B5, 1xRadio 4415 B66A, 2xRadio AAS B25/B66, 1xTwin Beam Antenna, | EXISTING SITE 2G/3G 850/AWS/LTE 1900/ L:DEFGHI-> INST : Mod. 850 / Sectorize AWS&1900 / AAS FDD AWS&1900 / New :(1-2-3)
184 | / LTE RO 2020 Capacity H1 - 1900Mhz | 0 | Proyecto Millicom Bolivia 3YPlan 2023 | RA2 | Ramada II | In Services | -17.7946 | -63.1892 | Urban | Santa Cruz de la Sierra | Andres Ibanez | Santa Cruz | 6 | Monopolo | RBS6101 | - | 0 | 3 | 0 | 0 | 0 | 3 | 3 | 0 | 9 |  | 1 DUW 31 01-1 DUS 31 02 | N/A | 0 | N/A | 0 | N/A | 3 RRUS 12 B2 W | 3 | 1 DUW 31 01 | 1 | RBS6601 | N/A | 0 | N/A | 0 | N/A | N/A | 0 | N/A | 0 | N/A | 3 RRUS 32 B4 | 3 | 1 DUS 31 02 | 1 | RBS6601_SHARE | 3 R 2217B2 | 3 | 0 DUS 31 02 | 0 | RBS6601_SHARE | 0 | 0 | 0 | 0 | 0 | 9 | Batch 2 |  | #N/A | 2024 | WL | 2024-06-24 | 26 | -Mod. 850 (1-3) ; Exp. LTE (B) ; MIMO4 LTE (H) ; AAS FDD (DFGI) ; | 2 | 1 | 0 | 0 | 1 | 2 |  | 6 | 9 |  | 0 | 0 | 0 | 0 | 1 | 0 | 0 | 1 | Mod. 850 (1-3) ; Exp. LTE (B) ; MIMO4 LTE (H) ; AAS FDD (DFGI) ; | DEFGHI | B(1-3) | 1 | 1 | 2 | Baseband 6631 | Baseband 6651 | [12 empty] | INST : Mod. 850 / LTE 700 / AAS FDD AWS&1900 / |  | MIC BO 3YPlan 2023_3BB_6R_1A | 19 | 1xBaseband 6631, 2xBaseband 6651, 2xRadio 2219 B5, 1xRadio 4415 B2/25, 1xRadio 4478 B12A, 2xRadio AAS B25/B66, |  | 1xAntenna 4pL4pH , | [41 empty] | 30 | 6 |  | 21 |  |  |  | #N/A | +591 71369827 | [8 empty] | 0 | 14 | [66 empty] | 1xBaseband 6631, 2xBaseband 6651, 2xRadio 2219 B5, 1xRadio 4415 B2/25, 1xRadio 4478 B12A, 2xRadio AAS B25/B66, 1xAntenna 4pL4pH , | EXISTING SITE 3G 850/AWS/LTE 1900/ L:DEFGHI-> INST : Mod. 850 / LTE 700 / AAS FDD AWS&1900 / New :B(1-3)
186 | RO 2021 - LTE Capacity H1_119 Sitios / | 0 | Proyecto Millicom Bolivia 3YPlan 2023 | SAN | Santa Ana | In Services | -17.7461 | -63.1801 | Urban | Santa Cruz de la Sierra | Andres Ibanez | Santa Cruz | 40 | Selfsupported | RBS6101 | - | 3 | 3 | 0 | 0 | 0 | 3 | 3 | 0 | 12 |  | 1 BB 6630 GW-1 BB 6630 L | 3 RRU 12 B5 | 3 | 1 BB 6630 GW | 1 | RBS 6630 | 3 RRU 01 B5 | 3 | 0 BB 6630 GW | 0 | RBS 6630 | N/A | 0 | N/A | 0 | N/A | N/A | 0 | N/A | 0 | N/A | 3 RRUS 11 B4 | 3 | 1 BB 6630 L | 1 | RBS6101 | 3 R 4415 B2/B25 | 3 | 0 BB 6630 L | 0 | RBS 6630 | 0 | 0 | 0 | 0 | 0 | 12 | 0 |  | #N/A | 2024 | GWL | 2024-06-24 | 26 | -Mod. 850 (1-2-3) ; AAS FDD (DEFGHI) ; | 3 | 0 | 0 | 0 | 0 | 3 |  | 6 | 12 |  | 0 | 0 | 0 | 0 | 0 | 0 | 0 | 0 | Mod. 850 (1-2-3) ; AAS FDD (DEFGHI) ; | DEFGHI | (1-2-3) | 26 | 0 | 2 |  | Baseband 6651 | [12 empty] | INST : Mod. 850 / AAS FDD AWS&1900 / |  | MIC BO 3YPlan 2023_2BB_6R | 11 | 2xBaseband 6651, 3xRadio 2219 B5, 3xRadio AAS B25/B66, | [43 empty] | 70 | 6 |  | 59 |  |  |  | #N/A | +591 75137341 | [8 empty] | 0 | 14 | [66 empty] | 2xBaseband 6651, 3xRadio 2219 B5, 3xRadio AAS B25/B66, | EXISTING SITE 2G/3G 850/AWS/LTE 1900/ L:DEFGHI-> INST : Mod. 850 / AAS FDD AWS&1900 / New :(1-2-3)
290 | / LTE RO 2020 Capacity H1 - 1900Mhz | 0 | Proyecto Millicom Bolivia 3YPlan 2023 | HMC | Hamacas | In Services | -17.7541 | -63.1669 | Urban | Santa Cruz de la Sierra | Andres Ibanez | Santa Cruz | 50 | Selfsupported | PBC6200 | - | 3 | 3 | 0 | 0 | 3 | 3 | 3 | 0 | 15 |  | 1 DUG 20 01-1 DUW 31 01-1 DUS 31 02 | 3 RRU 12 B5 | 3 | 1 DUG 20 01 | 1 | RBS 6601_SHARE | 3 RRU 01 B5 | 3 | 1 DUW 31 01 | 1 | RBS 6601 | N/A | 0 | N/A | 0 | N/A | 3 RRUS 11 B12 | 3 | 1 DUS 31 02 | 1 | RBS6601_SHARE | 3 RRU 11 B4 | 3 | 0 DUS 31 02 | 0 | RBS6601_SHARE | 3 R 2217B2 | 3 | 0 DUS 31 02 | 0 | RBS6601_SHARE | 0 | 0 | 0 | 0 | 0 | 15 | Batch 2 |  | #N/A | 2024 | GWL | 2024-06-24 | 26 | -Mod. 850 (1-2-3) ; AAS FDD (DG) ; Sectorizar (EFHI) | 3 | 0 | 0 | 2 | 0 | 1 |  | 6 | 15 |  | 0 | 0 | 0 | 0 | 0 | 2 | 0 | 2 | Mod. 850 (1-2-3) ; AAS FDD (DG) ; Sectorizar (EFHI) | ABCDEFGHI | (1-2-3) | 9 | 1 | 1 | Baseband 6631 | Baseband 6651 | [12 empty] | INST : Mod. 850 / Sectorize AWS&1900 / AAS FDD AWS&1900 / |  | MIC BO 3YPlan 2023_2BB_6R_2A | 16 | 1xBaseband 6631, 1xBaseband 6651, 3xRadio 2219 B5, 2xRadio 4499 44B2/25 44B66A, 1xRadio AAS B25/B66, |  | 2xTwin Beam Antenna, | [41 empty] | 100 | 6 |  | 70 |  |  |  | #N/A | +591 75137341 | [8 empty] | 0 | 14 | [66 empty] | 1xBaseband 6631, 1xBaseband 6651, 3xRadio 2219 B5, 2xRadio 4499 44B2/25 44B66A, 1xRadio AAS B25/B66, 2xTwin Beam Antenna, | EXISTING SITE 2G/3G 850/LTE 700/AWS/LTE 1900/ L:ABCDEFGHI-> INST : Mod. 850 / Sectorize AWS&1900 / AAS FDD AWS&1900 / New :(1-2-3)
302 | / LTE RO 2019 Capacity H1 | RO 2022 Capacity H2 | Proyecto Millicom Bolivia 3YPlan 2023 | SAG | Saguapac | In Services | -17.8045 | -63.1858 | Urban | Santa Cruz de la Sierra | Andres Ibanez | Santa Cruz | 40 | Selfsupported | PU6210 | - | 3 | 3 | 0 | 0 | 3 | 1 | 0 | 2 | 12 |  | 1 DUG 20 01-1 BB 6630 WL | 3 RRUS 12 B5 G | 3 | 1 DUG 20 01 | 1 | RBS6601 | 3 RRUS 01 B5 W | 3 | 1 BB 6630 WL | 1 | RBS6630 | N/A | 0 | N/A | 0 | N/A | 3 RRUS 11 B12 | 3 | 0 BB 6630 WL | 0 | RBS6630 | 1 R 4415B66A | 1 | 0 BB 6630 WL | 0 | RBS6630 | N/A | 0 | N/A | 0 | N/A | 2 R 4499 B2 B66A | 2 | 0 BB 6630 WL | 0 | RBS6630 | 12 | Batch 2 |  | #N/A | 2024 | GWL | 2024-06-24 | 26 | -Mod. 850 (1-2-3) ; AAS FDD (EFHI) ; Sectorizar (DG) | 3 | 1 | 0 | 0 | 0 | 2 |  | 6 | 12 |  | 0 | 0 | 0 | 0 | 0 | 1 | 0 | 1 | Mod. 850 (1-2-3) ; AAS FDD (EFHI) ; Sectorizar (DG) | ABCDEFHI | G(1-2-3) | 10 | 0 | 2 |  | Baseband 6651 | [12 empty] | INST : Mod. 850 / Sectorize AWS&1900 / AAS FDD AWS&1900 / |  | MIC BO 3YPlan 2023_2BB_6R_1A | 20 | 2xBaseband 6651, 3xRadio 2219 B5, 1xRadio 4415 B2/25, 2xRadio AAS B25/B66, |  | 1xTwin Beam Antenna, | [41 empty] | 70 | 6 |  | 59 |  |  |  | #N/A | +591 75137341 | [8 empty] | 0 | 14 | [66 empty] | 2xBaseband 6651, 3xRadio 2219 B5, 1xRadio 4415 B2/25, 2xRadio AAS B25/B66, 1xTwin Beam Antenna, | EXISTING SITE 2G/3G 850/LTE 700/AWS/LTE AWS&1900/ L:ABCDEFHI-> INST : Mod. 850 / Sectorize AWS&1900 / AAS FDD AWS&1900 / New :G(1-2-3)
311 | 0 | 0 | Proyecto Millicom Bolivia 3YPlan 2023 | ROC | Roca Coronado | In Services | -17.7867 | -63.217 | Urban | Santa Cruz de la Sierra | Andres Ibanez | Santa Cruz | 40 | Selfsupported | PU6210 | - | 3 | 3 | 0 | 0 | 3 | 3 | 1 | 0 | 13 |  | 1 DUG 20 01-1 DUW 31 01-1 BB 6630 L | 3 RRU 12 B5 | 3 | 1 DUG 20 01 | 1 | RBS 6601_SHARE | 3 RRU 01 B5 | 3 | 1 DUW 31 01 | 1 | RBS6601 | N/A | 0 | N/A | 0 | N/A | 3 RRUS 11 B12 | 3 | 0 BB 6630 L | 0 | RBS 6630 | 3 RRU 11 B4 | 3 | 1 BB 6630 L | 1 | RBS 6630 | 1 R 4415 B2/B25 | 1 | 0 BB 6630 L | 0 | RBS 6630 | 0 | 0 | 0 | 0 | 0 | 13 | Batch 2 |  | #N/A | 2024 | GWL | 2024-06-24 | 26 | -Mod. 850 (1) ; Exp. LTE (HI) ; MIMO4 LTE (EF) ; AAS FDD (DG) ; | 1 | 0 | 0 | 2 | 0 | 1 |  | 4 | 13 |  | 0 | 0 | 2 | 0 | 0 | 0 | 0 | 2 | Mod. 850 (1) ; Exp. LTE (HI) ; MIMO4 LTE (EF) ; AAS FDD (DG) ; | ABCDEFG | HI(1) | 2 | 0 | 1 |  | Baseband 6651 | [12 empty] | INST : Mod. 850 / LTE 1900 / AAS FDD AWS&1900 / |  | MIC BO 3YPlan 2023_1BB_4R_2A | 12 | 1xBaseband 6651, 1xRadio 2219 B5, 2xRadio 4499 44B2/25 44B66A, 1xRadio AAS B25/B66, |  | 2xAntenna 4pH, | [41 empty] | 70 | 4 |  | 59 |  |  |  | #N/A | +591 75137341 | [8 empty] | 0 | 14 | [66 empty] | 1xBaseband 6651, 1xRadio 2219 B5, 2xRadio 4499 44B2/25 44B66A, 1xRadio AAS B25/B66, 2xAntenna 4pH, | EXISTING SITE 2G/3G 850/LTE 700/AWS/LTE 1900/ L:ABCDEFG-> INST : Mod. 850 / LTE 1900 / AAS FDD AWS&1900 / New :HI(1)
328 | 0 | 0 | Proyecto Millicom Bolivia 3YPlan 2023 | R21 | Radial 21 | In Services | -17.7785 | -63.2158 | Urban | Santa Cruz de la Sierra | Andres Ibanez | Santa Cruz | 25 | Selfsupported | RBS6101 | - | 3 | 3 | 0 | 0 | 0 | 3 | 1 | 0 | 10 |  | 1 DUG 20 01-1 DUW 31 01-1 BB 6630 L | 3 RRUS 01 B5 | 3 | 1 DUG 20 01 | 1 | RBS6601_SHARE | 3 RRUS 01 B5 | 3 | 1 DUW 31 01 | 1 | RBS6601 | N/A | 0 | N/A | 0 | N/A | N/A | 0 | N/A | 0 | N/A | 3 RRUS 32 B4 | 3 | 1 BB 6630 L | 1 | RBS6630 | 1 R 4415 B2/B25 | 1 | 0 BB 6630 L | 0 | RBS 6630 | 0 | 0 | 0 | 0 | 0 | 10 | Batch 2 |  | #N/A | 2024 | GWL | 2024-06-24 | 26 | -Mod. 850 (3) ; Exp. LTE (GH) ; AAS FDD (FI) ; | 1 | 2 | 0 | 0 | 0 | 1 |  | 4 | 10 |  | 0 | 0 | 2 | 0 | 0 | 0 | 0 | 2 | Mod. 850 (3) ; Exp. LTE (GH) ; AAS FDD (FI) ; | DEFI | GH(3) | 2 | 0 | 1 |  | Baseband 6651 | [12 empty] | INST : Mod. 850 / LTE 1900 / AAS FDD AWS&1900 / |  | MIC BO 3YPlan 2023_1BB_4R_2A | 12 | 1xBaseband 6651, 1xRadio 2219 B5, 2xRadio 4415 B2/25, 1xRadio AAS B25/B66, |  | 2xAntenna 4pH, | [41 empty] | 50 | 4 |  | 42 |  |  |  | #N/A | +591 71369827 | [8 empty] | 0 | 14 | [66 empty] | 1xBaseband 6651, 1xRadio 2219 B5, 2xRadio 4415 B2/25, 1xRadio AAS B25/B66, 2xAntenna 4pH, | EXISTING SITE 2G/3G 850/AWS/LTE 1900/ L:DEFI-> INST : Mod. 850 / LTE 1900 / AAS FDD AWS&1900 / New :GH(3)
384 | 0 | 0 | Proyecto Millicom Bolivia 3YPlan 2023 | HCR | Hotel Camino Real | In Services | -17.756 | -63.1988 | Urban | Santa Cruz de la Sierra | Andres Ibanez | Santa Cruz | 6 | Monopolo | RBS6101 | - | 3 | 3 | 0 | 0 | 0 | 3 | 2 | 0 | 11 |  | 1 DUG 20 01-1 DUW 31 01-1 BB 6630 L | 3 RRU 12 B5 | 3 | 1 DUG 20 01 | 1 | RBS 6601 | 3 RRU 01 B5 | 3 | 1 DUW 31 01 | 1 | RBS 6601 | N/A | 0 | N/A | 0 | N/A | N/A | 0 | N/A | 0 | N/A | 3 RRUS 11 B4 | 3 | 1 BB 6630 L | 1 | RBS 6630 | 2 R 4415 B2/B25 | 2 | 0 BB 6630 L | 0 | RBS6630 | 0 | 0 | 0 | 0 | 0 | 11 | Batch 2 |  | #N/A | 2024 | GWL | 2024-06-24 | 26 | -Mod. 850 (3) ; Exp. LTE (H) ; MIMO4 LTE (E) ; AAS FDD (FI) ; | 1 | 0 | 0 | 1 | 0 | 1 |  | 3 | 11 |  | 0 | 0 | 1 | 0 | 0 | 0 | 0 | 1 | Mod. 850 (3) ; Exp. LTE (H) ; MIMO4 LTE (E) ; AAS FDD (FI) ; | DEFGI | H(3) | 1 | 0 | 1 |  | Baseband 6651 | [12 empty] | INST : Mod. 850 / LTE 1900 / AAS FDD AWS&1900 / |  | MIC BO 3YPlan 2023_1BB_3R_1A | 2 | 1xBaseband 6651, 1xRadio 2219 B5, 1xRadio 4499 44B2/25 44B66A, 1xRadio AAS B25/B66, |  | 1xAntenna 4pH, | [41 empty] | 30 | 3 |  | 21 |  |  |  | #N/A | +591 71369827 | [8 empty] | 0 | 14 | [66 empty] | 1xBaseband 6651, 1xRadio 2219 B5, 1xRadio 4499 44B2/25 44B66A, 1xRadio AAS B25/B66, 1xAntenna 4pH, | EXISTING SITE 2G/3G 850/AWS/LTE 1900/ L:DEFGI-> INST : Mod. 850 / LTE 1900 / AAS FDD AWS&1900 / New :H(3)
469 | RO 2021 - LTE Capacity H1_119 Sitios / | 0 | Proyecto Millicom Bolivia 3YPlan 2023 | QJO | Quijarro | In Services | -19.0047 | -57.721 | Rural | Puerto Quijarro | German Busch | Santa Cruz | 40 | Selfsupported | RBS6101 | E6150 | 3 | 3 | 0 | 0 | 3 | 3 | 1 | 0 | 13 |  | 1 DUG 20 01-1 DUW 41 01-1 BB 6630 L | 3 RRUS 12 B5 G | 3 | 1 DUG 20 01 | 1 | RBS6601_SHARE | 3 RRUS 01 B5 W | 3 | 1 DUW 41 01 | 1 | RBS6601 | N/A | 0 | N/A | 0 | N/A | 3 RRUS 11 B12 | 3 | 0 BB 6630 L | 0 | RBS 6630 | 3 RRUS 11 B4 | 3 | 1 BB 6630 L | 1 | RBS 6630 | 1 R 4415 B2/B25 | 1 | 0 BB 6630 L | 0 | RBS 6630 | 0 | 0 | 0 | 0 | 0 | 13 | Batch 2 |  | #N/A | 2024 | GWL | 2024-06-24 | 26 | -Mod. 850 (1-2-3) ; Exp. LTE (I) ; MIMO4 LTE (F) ; AAS FDD (DG) ; Sectorizar (EH) | 3 | 0 | 1 | 1 | 0 | 1 |  | 6 | 13 |  | 0 | 0 | 1 | 0 | 0 | 1 | 0 | 2 | Mod. 850 (1-2-3) ; Exp. LTE (I) ; MIMO4 LTE (F) ; AAS FDD (DG) ; Sectorizar (EH) | ABCDEFGH | I(1-2-3) | 3 | 0 | 1 |  | Baseband 6651 | [12 empty] | INST : Mod. 850 / LTE 1900 / Sectorize AWS&1900 / AAS FDD AWS&1900 / |  | MIC BO 3YPlan 2023_1BB_6R_2A | 11 | 1xBaseband 6651, 3xRadio 2219 B5, 1xRadio 4415 B66A, 1xRadio 4499 44B2/25 44B66A, 1xRadio AAS B25/B66, |  | 1xAntenna 4pH, 1xTwin Beam Antenna, | [41 empty] | 70 | 6 |  | 59 |  |  |  | #N/A | +591 71369827 | [8 empty] | 0 | 14 | [66 empty] | 1xBaseband 6651, 3xRadio 2219 B5, 1xRadio 4415 B66A, 1xRadio 4499 44B2/25 44B66A, 1xRadio AAS B25/B66, 1xAntenna 4pH, 1xTwin Beam Antenna, | EXISTING SITE 2G/3G 850/LTE 700/AWS/LTE 1900/ L:ABCDEFGH-> INST : Mod. 850 / LTE 1900 / Sectorize AWS&1900 / AAS FDD AWS&1900 / New :I(1-2-3)
201 | / LTE RO 2020 Capacity H1 - 1900Mhz | 0 | Proyecto Millicom Bolivia 3YPlan 2023 | SAT2 | Satelite Norte II | In Services | -17.6037 | -63.1518 | Urban | Warnes | Warnes | Santa Cruz | 25 | Selfsupported | RBS6101 | - | 0 | 3 | 0 | 3 | 0 | 3 | 3 | 0 | 12 |  | 1 DUW 31 01-1 DUW 31 01-1 DUS 31 02 | N/A | 0 | N/A | 0 | N/A | 3 RRU 01 B5 | 3 | 1 DUW 31 01 | 1 | RBS6101 | 3 RRUS 01 B2 W | 3 | 1 DUW 31 01 | 1 | RBS6101 | N/A | 0 | N/A | 0 | N/A | 1 RRU 11 B4; 2 RRU 32 B4 | 3 | 1 DUS 31 02 | 1 | RBS6101 | 3 R 2217B2 | 3 | 0 DUS 31 02 | 0 | RBS6101 | 0 | 0 | 0 | 0 | 0 | 12 | Batch 2 |  | #N/A | 2024 | WL | 2024-06-27 | 26 | -Mod. 850 (1-2-3) ; AAS FDD (EFHI) ; Sectorizar (DG) | 3 | 1 | 0 | 0 | 0 | 2 |  | 6 | 12 |  | 0 | 0 | 0 | 0 | 0 | 1 | 0 | 1 | Mod. 850 (1-2-3) ; AAS FDD (EFHI) ; Sectorizar (DG) | DEFGHI | (1-2-3) | 10 | 1 | 2 | Baseband 6631 | Baseband 6651 | [12 empty] | INST : Mod. 850 / Sectorize AWS&1900 / AAS FDD AWS&1900 / |  | MIC BO 3YPlan 2023_3BB_6R_1A | 19 | 1xBaseband 6631, 2xBaseband 6651, 3xRadio 2219 B5, 1xRadio 4415 B2/25, 2xRadio AAS B25/B66, |  | 1xTwin Beam Antenna, | [41 empty] | 50 | 6 |  | 42 |  |  |  | #N/A | +591 71369827 | [8 empty] | 0 | 14 | [66 empty] | 1xBaseband 6631, 2xBaseband 6651, 3xRadio 2219 B5, 1xRadio 4415 B2/25, 2xRadio AAS B25/B66, 1xTwin Beam Antenna, | EXISTING SITE 3G 850/3G 1900/AWS/LTE 1900/ L:DEFGHI-> INST : Mod. 850 / Sectorize AWS&1900 / AAS FDD AWS&1900 / New :(1-2-3)
224 | 0 | 0 | Proyecto Millicom Bolivia 3YPlan 2023 | SON | Sonilum | In Services | -17.7718 | -63.2046 | Urban | Santa Cruz de la Sierra | Andres Ibanez | Santa Cruz | 25 | Selfsupported | RBS6101 | - | 3 | 3 | 0 | 3 | 0 | 3 | 1 | 0 | 13 |  | 1 DUG 20 01-1 DUW 31 01-1 DUW 31 01-1 BB 6630 L | 3 RRUS 01B5 | 3 | 1 DUG 20 01 | 1 | RBS 6101 | 3 RRU 01 B5 | 3 | 1 DUW 31 01 | 1 | RBS6101 | 3 RRUS 01 B2 W | 3 | 1 DUW 31 01 | 1 | RBS6101 | N/A | 0 | N/A | 0 | N/A | 3 Radio 4415B66A | 3 | 1 BB 6630 L | 1 | RBS 6630 | 1 R 4415 B2/B25 | 1 | 0 BB 6630 L | 0 | RBS 6630 | 0 | 0 | 0 | 0 | 0 | 13 | Batch 2 |  | #N/A | 2024 | GWL | 2024-06-27 | 26 | -Mod. 850 (1-2) ; Exp. LTE (HI) ; AAS FDD (DG) ; | 2 | 2 | 0 | 0 | 0 | 1 |  | 5 | 13 |  | 0 | 0 | 2 | 0 | 0 | 0 | 0 | 2 | Mod. 850 (1-2) ; Exp. LTE (HI) ; AAS FDD (DG) ; | DEFG | HI(1-2) | 4 | 0 | 1 |  | Baseband 6651 | [12 empty] | INST : Mod. 850 / LTE 1900 / AAS FDD AWS&1900 / |  | MIC BO 3YPlan 2023_1BB_5R_2A | 17 | 1xBaseband 6651, 2xRadio 2219 B5, 2xRadio 4415 B2/25, 1xRadio AAS B25/B66, |  | 2xAntenna 4pH, | [41 empty] | 50 | 5 |  | 42 |  |  |  | #N/A | +591 75137341 | [8 empty] | 0 | 14 | [66 empty] | 1xBaseband 6651, 2xRadio 2219 B5, 2xRadio 4415 B2/25, 1xRadio AAS B25/B66, 2xAntenna 4pH, | EXISTING SITE 2G/3G 850/3G 1900/AWS/LTE 1900/ L:DEFG-> INST : Mod. 850 / LTE 1900 / AAS FDD AWS&1900 / New :HI(1-2)
292 | RO 2021 - LTE Capacity H1_119 Sitios / | 0 | Proyecto Millicom Bolivia 3YPlan 2023 | JFZ | Jhonny Fernandez | In Services | -17.8164 | -63.1101 | Urban | Santa Cruz de la Sierra | Andres Ibanez | Santa Cruz | 40 | Selfsupported | PBC6200 | - | 3 | 3 | 0 | 0 | 3 | 3 | 2 | 0 | 14 |  | 1 BB 6630 GL-1 DUW 31 01 | 3 RRUS 12 B5 G | 3 | 1 BB 6630 GL | 1 | RBS 6601_SHARE | 3 RRUS 01 B5 W | 3 | 1 DUW 31 01 | 1 | RBS6601_SHARE | N/A | 0 | N/A | 0 | N/A | 3 RRUS 11 B12 | 3 | 0 BB 6630 GL | 0 | RBS6601_SHARE | 3 RRU 11 B4 | 3 | 0 BB 6630 GL | 0 | RBS6601_SHARE | 2 R 4415 B2/B25 | 2 | 0 BB 6630 GL | 0 | RBS 6630 | 0 | 0 | 0 | 0 | 0 | 14 | Batch 2 |  | #N/A | 2024 | GWL | 2024-06-27 | 26 | -Mod. 850 (1-2-3) ; Exp. LTE (G) ; MIMO4 LTE (D) ; AAS FDD (EFHI) ; | 3 | 0 | 0 | 1 | 0 | 2 |  | 6 | 14 |  | 0 | 0 | 1 | 0 | 0 | 0 | 0 | 1 | Mod. 850 (1-2-3) ; Exp. LTE (G) ; MIMO4 LTE (D) ; AAS FDD (EFHI) ; | ABCDEFHI | G(1-2-3) | 2 | 0 | 2 |  | Baseband 6651 | [12 empty] | INST : Mod. 850 / LTE 1900 / AAS FDD AWS&1900 / |  | MIC BO 3YPlan 2023_2BB_6R_1A | 20 | 2xBaseband 6651, 3xRadio 2219 B5, 1xRadio 4499 44B2/25 44B66A, 2xRadio AAS B25/B66, |  | 1xAntenna 4pH, | [41 empty] | 70 | 6 |  | 59 |  |  |  | #N/A | +591 71369827 | [8 empty] | 0 | 14 | [66 empty] | 2xBaseband 6651, 3xRadio 2219 B5, 1xRadio 4499 44B2/25 44B66A, 2xRadio AAS B25/B66, 1xAntenna 4pH, | EXISTING SITE 2G/3G 850/LTE 700/AWS/LTE 1900/ L:ABCDEFHI-> INST : Mod. 850 / LTE 1900 / AAS FDD AWS&1900 / New :G(1-2-3)
298 | / LTE RO 2020 Capacity H2 - 1900Mhz/High Load Cells_Only F1 | 0 | Proyecto Millicom Bolivia 3YPlan 2023 | SMR | Samaria | In Services | -17.8475 | -63.0775 | Urban | Santa Cruz de la Sierra | Andres Ibanez | Santa Cruz | 60 | Selfsupported | PBC6200 | - | 3 | 3 | 0 | 0 | 3 | 3 | 2 | 0 | 14 |  | 1 BB 6630 GL-1 DUW 31 01 | 3 RRUS 12 B5 G | 3 | 1 BB 6630 GL | 1 | RBS 6630 | 3 RRUS 01 B5 W | 3 | 1 DUW 31 01 | 1 | RBS 6601 | N/A | 0 | N/A | 0 | N/A | 3 RRUS 11 B12 | 3 | 0 BB 6630 GL | 0 | RBS 6630 | 3 RRU 11 B4 | 3 | 0 BB 6630 GL | 0 | RBS 6630 | 2 R 4415 B2/B25 | 2 | 0 BB 6630 GL | 0 | RBS 6630 | 0 | 0 | 0 | 0 | 0 | 14 | Batch 2 |  | #N/A | 2024 | GWL | 2024-06-27 | 26 | -Mod. 850 (1-2-3) ; AAS FDD (DEGH) ; Sectorizar (FI) | 3 | 0 | 0 | 1 | 0 | 2 |  | 6 | 14 |  | 0 | 0 | 0 | 0 | 0 | 1 | 0 | 1 | Mod. 850 (1-2-3) ; AAS FDD (DEGH) ; Sectorizar (FI) | ABCDEFGH | I(1-2-3) | 8 | 0 | 2 |  | Baseband 6651 | [12 empty] | INST : Mod. 850 / Sectorize AWS&1900 / AAS FDD AWS&1900 / |  | MIC BO 3YPlan 2023_2BB_6R_1A | 20 | 2xBaseband 6651, 3xRadio 2219 B5, 1xRadio 4499 44B2/25 44B66A, 2xRadio AAS B25/B66, |  | 1xTwin Beam Antenna, | [41 empty] | 100 | 6 |  | 81 |  |  |  | #N/A | +591 75137341 | [8 empty] | 0 | 14 | [66 empty] | 2xBaseband 6651, 3xRadio 2219 B5, 1xRadio 4499 44B2/25 44B66A, 2xRadio AAS B25/B66, 1xTwin Beam Antenna, | EXISTING SITE 2G/3G 850/LTE 700/AWS/LTE 1900/ L:ABCDEFGH-> INST : Mod. 850 / Sectorize AWS&1900 / AAS FDD AWS&1900 / New :I(1-2-3)
317 | RO 2021 - LTE Capacity H2/ / LTE RO 2019 Capacity H1 | 0 | Proyecto Millicom Bolivia 3YPlan 2023 | SJA | San Javier | In Services | -16.2773 | -62.5078 | Rural | San Javier (SC) | Nuflo de Chavez | Santa Cruz | 90 | Guyed | PBC6200 | - | 3 | 3 | 0 | 0 | 3 | 2 | 1 | 0 | 12 |  | 1 DUG 20 01-1 DUW 31 01-1 BB 6630 L | 3 RRU 12 B5 | 3 | 1 DUG 20 01 | 1 | RBS 6601_SHARE | 3 RRU 01 B5 | 3 | 1 DUW 31 01 | 1 | RBS6601 | N/A | 0 | N/A | 0 | N/A | 3 RRUS 11 B12 | 3 | 0 BB 6630 L | 0 | RBS6630 | 1 RRU 32 B4-1 Radio 4415B66A | 2 | 1 BB 6630 L | 1 | RBS6630 | 1 R 4415 B2/B25 | 1 | 0 BB 6630 L | 0 | RBS6630 | 0 | 0 | 0 | 0 | 0 | 12 | Batch 2 |  | #N/A | 2024 | GWL | 2024-06-27 | 26 | -Mod. 850 (1-2) ; Exp. LTE (I) ; AAS FDD (DG) ; | 2 | 1 | 0 | 0 | 0 | 1 |  | 4 | 12 |  | 0 | 0 | 1 | 0 | 0 | 0 | 0 | 1 | Mod. 850 (1-2) ; Exp. LTE (I) ; AAS FDD (DG) ; | ABCDEFGH | I(1-2) | 1 | 0 | 1 |  | Baseband 6651 | [12 empty] | INST : Mod. 850 / LTE 1900 / AAS FDD AWS&1900 / |  | MIC BO 3YPlan 2023_1BB_4R_1A | 7 | 1xBaseband 6651, 2xRadio 2219 B5, 1xRadio 4415 B2/25, 1xRadio AAS B25/B66, |  | 1xAntenna 4pH, | [41 empty] | 150 | 4 |  | 115 |  |  |  | #N/A | +591 75137341 | [8 empty] | 0 | 14 | [66 empty] | 1xBaseband 6651, 2xRadio 2219 B5, 1xRadio 4415 B2/25, 1xRadio AAS B25/B66, 1xAntenna 4pH, | EXISTING SITE 2G/3G 850/LTE 700/AWS/LTE 1900/ L:ABCDEFGH-> INST : Mod. 850 / LTE 1900 / AAS FDD AWS&1900 / New :I(1-2)
359 | 0 | 0 | Proyecto Millicom Bolivia 3YPlan 2023 | SAO | SAO | In Services | -17.7675 | -63.1379 | Urban | Santa Cruz de la Sierra | Andres Ibanez | Santa Cruz | 40 | Selfsupported | RBS6101 | - | 3 | 3 | 0 | 0 | 0 | 3 | 2 | 0 | 11 |  | 1 DUG 20 01-1 DUW 31 01-1 BB 6630 L | 3 RRU 01 B5 | 3 | 1 DUG 20 01 | 1 | RBS 6601_SHARE | 3 RRU 01 B5 | 3 | 1 DUW 31 01 | 1 | RBS6601 | N/A | 0 | N/A | 0 | N/A | N/A | 0 | N/A | 0 | N/A | 3 Radio 4415B66A | 3 | 1 BB 6630 L | 1 | RBS 6630 | 2 R 4415 B2/B25 | 2 | 0 BB 6630 L | 0 | RBS6630 | 0 | 0 | 0 | 0 | 0 | 11 | Batch 2 |  | #N/A | 2024 | GWL | 2024-06-27 | 26 | -Mod. 850 (1-2-3) ; Exp. LTE (H) ; AAS FDD (DFGI) ; | 3 | 1 | 0 | 0 | 0 | 2 |  | 6 | 11 |  | 0 | 0 | 1 | 0 | 0 | 0 | 0 | 1 | Mod. 850 (1-2-3) ; Exp. LTE (H) ; AAS FDD (DFGI) ; | DEFGI | H(1-2-3) | 1 | 0 | 2 |  | Baseband 6651 | [12 empty] | INST : Mod. 850 / LTE 1900 / AAS FDD AWS&1900 / |  | MIC BO 3YPlan 2023_2BB_6R_1A | 20 | 2xBaseband 6651, 3xRadio 2219 B5, 1xRadio 4415 B2/25, 2xRadio AAS B25/B66, |  | 1xAntenna 4pH, | [41 empty] | 70 | 6 |  | 59 |  |  |  | #N/A | +591 71369827 | [8 empty] | 0 | 14 | [66 empty] | 2xBaseband 6651, 3xRadio 2219 B5, 1xRadio 4415 B2/25, 2xRadio AAS B25/B66, 1xAntenna 4pH, | EXISTING SITE 2G/3G 850/AWS/LTE 1900/ L:DEFGI-> INST : Mod. 850 / LTE 1900 / AAS FDD AWS&1900 / New :H(1-2-3)
371 | 0 | RO 2022 Capacity H2 | Proyecto Millicom Bolivia 3YPlan 2023 | LCC | Av. Las Cachuelas | In Services | -17.7915 | -63.1339 | Urban | Santa Cruz de la Sierra | Andres Ibanez | Santa Cruz | 6 | Monopolo | RBS6101 | - | 0 | 3 | 0 | 3 | 0 | 3 | 3 | 0 | 12 |  | 1 DUW 31 01-1 DUW 31 01-1 BB 5216 L | N/A | 0 | N/A | 0 | N/A | 3 RRU 01 B5 | 3 | 1 DUW 31 01 | 1 | RBS 6601_SHARE | 3 RRUS 01 B2 W | 3 | 1 DUW 31 01 | 1 | RBS 6601_SHARE | N/A | 0 | N/A | 0 | N/A | 3 RRUS 32 B4 | 3 | 1 BB 5216 L | 1 | RBS 6601 | 3 R 4415 B2 B25 | 3 | 0 BB 5216 L | 0 | RBS 6601 | 0 | 0 | 0 | 0 | 0 | 12 | Batch 2 |  | #N/A | 2024 | WL | 2024-06-27 | 26 | -Mod. 850 (1-2-3) ; Exp. LTE (A) ; AAS FDD (EFHI) ; Sectorizar (DG) | 3 | 0 | 0 | 0 | 1 | 2 |  | 6 | 12 |  | 0 | 0 | 0 | 1 | 0 | 1 | 0 | 2 | Mod. 850 (1-2-3) ; Exp. LTE (A) ; AAS FDD (EFHI) ; Sectorizar (DG) | DEFGHI | A(1-2-3) | 1 | 1 | 2 | Baseband 6631 | Baseband 6651 | [12 empty] | INST : Mod. 850 / LTE 700 / Sectorize AWS&1900 / AAS FDD AWS&1900 / |  | MIC BO 3YPlan 2023_3BB_6R_2A | 1 | 1xBaseband 6631, 2xBaseband 6651, 3xRadio 2219 B5, 1xRadio 4478 B12A, 2xRadio AAS B25/B66, |  | 1xAntenna 4pL, 1xTwin Beam Antenna, | [41 empty] | 30 | 6 |  | 21 |  |  |  | #N/A | +591 75137341 | [8 empty] | 0 | 14 | [66 empty] | 1xBaseband 6631, 2xBaseband 6651, 3xRadio 2219 B5, 1xRadio 4478 B12A, 2xRadio AAS B25/B66, 1xAntenna 4pL, 1xTwin Beam Antenna, | EXISTING SITE 3G 850/3G 1900/AWS/LTE 1900/ L:DEFGHI-> INST : Mod. 850 / LTE 700 / Sectorize AWS&1900 / AAS FDD AWS&1900 / New :A(1-2-3)
458 | RO 2021 - LTE Capacity H1_119 Sitios / | 0 | Proyecto Millicom Bolivia 3YPlan 2023 | LAZ | Lazareto | In Services | -17.7832 | -63.1641 | Urban | Santa Cruz de la Sierra | Andres Ibanez | Santa Cruz | 10 | Selfsupported | PBC6200 | - | 3 | 3 | 0 | 0 | 3 | 3 | 2 | 0 | 14 |  | 1 BB 6630 GL-1 DUW 31 01 | 3 RRUS 12 B5 | 3 | 1 BB 6630 GL | 1 | RBS6601_SHARE | 3 RRUS 01 B5 | 3 | 1 DUW 31 01 | 1 | RBS6601 | N/A | 0 | N/A | 0 | N/A | 3 RRUS 11 B12 | 3 | 0 BB 6630 GL | 0 | RBS6601_SHARE | 3 RRUS32 B4 | 3 | 0 BB 6630 GL | 0 | RBS6601_SHARE | 2 R 4415 B2/B25 | 2 | 0 BB 6630 GL | 0 | RBS 6630 | 0 | 0 | 0 | 0 | 0 | 14 | Batch 2 |  | #N/A | 2024 | GWL | 2024-06-27 | 26 | -Mod. 850 (2-3) ; Exp. LTE (G) ; AAS FDD (EFHI) ; | 2 | 1 | 0 | 0 | 0 | 2 |  | 5 | 14 |  | 0 | 0 | 1 | 0 | 0 | 0 | 0 | 1 | Mod. 850 (2-3) ; Exp. LTE (G) ; AAS FDD (EFHI) ; | ABCDEFHI | G(2-3) | 3 | 0 | 2 |  | Baseband 6651 | [12 empty] | INST : Mod. 850 / LTE 1900 / AAS FDD AWS&1900 / |  | MIC BO 3YPlan 2023_2BB_5R_1A | 14 | 2xBaseband 6651, 2xRadio 2219 B5, 1xRadio 4415 B2/25, 2xRadio AAS B25/B66, |  | 1xAntenna 4pH, | [41 empty] | 30 | 5 |  | 25 |  |  |  | #N/A | +591 75137341 | [8 empty] | 0 | 14 | [66 empty] | 2xBaseband 6651, 2xRadio 2219 B5, 1xRadio 4415 B2/25, 2xRadio AAS B25/B66, 1xAntenna 4pH, | EXISTING SITE 2G/3G 850/LTE 700/AWS/LTE 1900/ L:ABCDEFHI-> INST : Mod. 850 / LTE 1900 / AAS FDD AWS&1900 / New :G(2-3)
461 | RO 2021 - LTE Capacity H1_119 Sitios / LTE RO 2019 Capacity H1/High Load Cells_Only F1 | 0 | Proyecto Millicom Bolivia 3YPlan 2023 | SIV | San Ignacio III | In Services | -16.3809 | -60.9576 | Rural | San Ignacio de Velasco | Velasco | Santa Cruz | 40 | Selfsupported | PBC6200 | - | 3 | 3 | 0 | 0 | 3 | 3 | 3 | 0 | 15 |  | 1 BB 6630 GL-1 DUW 31 01 | 3 RRUS 12 B5 G | 3 | 1 BB 6630 GL | 1 | RBS6601 | 3 RRUS 01 B5 W | 3 | 1 DUW 31 01 | 1 | RBS6601 | N/A | 0 | N/A | 0 | N/A | 3 RRUS 11 B12 | 3 | 0 BB 6630 GL | 0 | RBS6601 | 2 RRUS 32 B4 ; 1 R 4415 B66A | 3 | 0 BB 6630 GL | 0 | RBS6601 | 3 R 4415 B2/B25 | 3 | 0 BB 6630 GL | 0 | RBS 6630 | 0 | 0 | 0 | 0 | 0 | 15 | 0 |  | #N/A | 2024 | GWL | 2024-06-27 | 26 | -Mod. 850 (1-2-3) ; AAS FDD (DEFGHI) ; | 3 | 0 | 0 | 0 | 0 | 3 |  | 6 | 15 |  | 0 | 0 | 0 | 0 | 0 | 0 | 0 | 0 | Mod. 850 (1-2-3) ; AAS FDD (DEFGHI) ; | ABCDEFGHI | (1-2-3) | 26 | 0 | 2 |  | Baseband 6651 | [12 empty] | INST : Mod. 850 / AAS FDD AWS&1900 / |  | MIC BO 3YPlan 2023_2BB_6R | 11 | 2xBaseband 6651, 3xRadio 2219 B5, 3xRadio AAS B25/B66, | [43 empty] | 70 | 6 |  | 59 |  |  |  | #N/A | +591 71369827 | [8 empty] | 0 | 14 | [66 empty] | 2xBaseband 6651, 3xRadio 2219 B5, 3xRadio AAS B25/B66, | EXISTING SITE 2G/3G 850/LTE 700/AWS/LTE 1900/ L:ABCDEFGHI-> INST : Mod. 850 / AAS FDD AWS&1900 / New :(1-2-3)
194 | 0 | 0 | Proyecto Millicom Bolivia 3YPlan 2023 | UCE | Ucebol | In Services | -17.7257 | -63.1743 | Urban | Santa Cruz de la Sierra | Andres Ibanez | Santa Cruz | 40 | Selfsupported | RBS6101 | - | 3 | 3 | 0 | 0 | 0 | 3 | 2 | 0 | 11 |  | 1 DUG 20 01-1 DUW3101-1 BB 6630 (L) | 3 RRU 12 B5 | 3 | 1 DUG 20 01 | 1 | RBS 6101 | 3 RRUS01B5 W | 3 | 1 DUW3101 | 1 | RBS 6101 | N/A | 0 | N/A | 0 | N/A | N/A | 0 | N/A | 0 | N/A | 3 RRU 11 B4 | 3 | 1 BB 6630 (L) | 1 | RBS 6630 | 2 R 4415 B2/B25 | 2 | 0 BB 6630 (L) | 0 | RBS 6630 | 0 | 0 | 0 | 0 | 0 | 11 | Batch 2 |  | #N/A | 2024 | GWL | 2024-07-03 | 27 | -Mod. 850 (2-3) ; Exp. LTE (G) ; MIMO4 LTE (D) ; AAS FDD (EFHI) ; | 2 | 0 | 0 | 1 | 0 | 2 |  | 5 | 11 |  | 0 | 0 | 1 | 0 | 0 | 0 | 0 | 1 | Mod. 850 (2-3) ; Exp. LTE (G) ; MIMO4 LTE (D) ; AAS FDD (EFHI) ; | DEFHI | G(2-3) | 4 | 0 | 2 |  | Baseband 6651 | [12 empty] | INST : Mod. 850 / LTE 1900 / AAS FDD AWS&1900 / |  | MIC BO 3YPlan 2023_2BB_5R_1A | 14 | 2xBaseband 6651, 2xRadio 2219 B5, 1xRadio 4499 44B2/25 44B66A, 2xRadio AAS B25/B66, |  | 1xAntenna 4pH, | [41 empty] | 70 | 5 |  | 59 |  |  |  | #N/A | +591 75137341 | [8 empty] | 0 | 14 | [66 empty] | 2xBaseband 6651, 2xRadio 2219 B5, 1xRadio 4499 44B2/25 44B66A, 2xRadio AAS B25/B66, 1xAntenna 4pH, | EXISTING SITE 2G/3G 850/AWS/LTE 1900/ L:DEFHI-> INST : Mod. 850 / LTE 1900 / AAS FDD AWS&1900 / New :G(2-3)
310 | / LTE RO 2020 Capacity H1 - 1900Mhz | 0 | Proyecto Millicom Bolivia 3YPlan 2023 | LCS | La Casona | In Services | -17.7991 | -63.0924 | Urban | Santa Cruz de la Sierra | Andres Ibanez | Santa Cruz | 40 | Selfsupported | RBS6101 | - | 3 | 3 | 0 | 0 | 0 | 3 | 3 | 0 | 12 |  | 1 DUG 20 01-1 DUW 31 01-1 DUS 31 02 | 3 RRUS 01 B5 | 3 | 1 DUG 20 01 | 1 | RBS 6601_SHARE | 3 RRU 01 B5 | 3 | 1 DUW 31 01 | 1 | RBS 6601 | N/A | 0 | N/A | 0 | N/A | N/A | 0 | N/A | 0 | N/A | 3 RRUS 32 B4 | 3 | 1 DUS 31 02 | 1 | RBS6601_SHARE | 3 R 2217B2 | 3 | 0 DUS 31 02 | 0 | RBS6601_SHARE | 0 | 0 | 0 | 0 | 0 | 12 | 0 |  | #N/A | 2024 | GWL | 2024-07-03 | 27 | -Mod. 850 (1-2-3) ; AAS FDD (DEFGHI) ; | 3 | 0 | 0 | 0 | 0 | 3 |  | 6 | 12 |  | 0 | 0 | 0 | 0 | 0 | 0 | 0 | 0 | Mod. 850 (1-2-3) ; AAS FDD (DEFGHI) ; | DEFGHI | (1-2-3) | 26 | 1 | 2 | Baseband 6631 | Baseband 6651 | [12 empty] | INST : Mod. 850 / AAS FDD AWS&1900 / |  | MIC BO 3YPlan 2023_3BB_6R | 9 | 1xBaseband 6631, 2xBaseband 6651, 3xRadio 2219 B5, 3xRadio AAS B25/B66, | [43 empty] | 70 | 6 |  | 59 |  |  |  | #N/A | +591 71369827 | [8 empty] | 0 | 14 | [66 empty] | 1xBaseband 6631, 2xBaseband 6651, 3xRadio 2219 B5, 3xRadio AAS B25/B66, | EXISTING SITE 2G/3G 850/AWS/LTE 1900/ L:DEFGHI-> INST : Mod. 850 / AAS FDD AWS&1900 / New :(1-2-3)
312 | / LTE RO 2019 Capacity H2 | 0 | Proyecto Millicom Bolivia 3YPlan 2023 | TUS | Tusequis | In Services | -17.7467 | -63.1523 | Urban | Santa Cruz de la Sierra | Andres Ibanez | Santa Cruz | 35 | Selfsupported | PBC6200 | - | 3 | 3 | 0 | 0 | 3 | 3 | 1 | 0 | 13 |  | 1 DUG 20 01-1 DUW3101-1 BB 6630 L | 3 RRUS 12 B5 G | 3 | 1 DUG 20 01 | 1 | RBS 6601 | 3 RRUS01B5 W | 3 | 1 DUW3101 | 1 | RBS 6601 | N/A | 0 | N/A | 0 | N/A | 3 RRUS 11 B12 | 3 | 1 BB 6630 L | 1 | RBS6630 | 2 RRUS 32 B4 1 R4415B66A | 3 | 0 BB 6630 L | 0 | RBS 6630 | 1 R 4415 B2/B25 | 1 | 0 BB 6630 L | 0 | RBS 6630 | 0 | 0 | 0 | 0 | 0 | 13 | Batch 2 |  | #N/A | 2024 | GWL | 2024-07-03 | 27 | -Mod. 850 (1-2-3) ; Exp. LTE (I) ; AAS FDD (EH) ; Sectorizar (DG) | 3 | 2 | 0 | 0 | 0 | 1 |  | 6 | 13 |  | 0 | 0 | 1 | 0 | 0 | 1 | 0 | 2 | Mod. 850 (1-2-3) ; Exp. LTE (I) ; AAS FDD (EH) ; Sectorizar (DG) | ABCDEFH | GI(1-2-3) | 2 | 0 | 1 |  | Baseband 6651 | [12 empty] | INST : Mod. 850 / LTE 1900 / Sectorize AWS&1900 / AAS FDD AWS&1900 / |  | MIC BO 3YPlan 2023_1BB_6R_2A | 11 | 1xBaseband 6651, 3xRadio 2219 B5, 2xRadio 4415 B2/25, 1xRadio AAS B25/B66, |  | 1xAntenna 4pH, 1xTwin Beam Antenna, | [41 empty] | 70 | 6 |  | 53 |  |  |  | #N/A | +591 75137341 | [8 empty] | 0 | 14 | [66 empty] | 1xBaseband 6651, 3xRadio 2219 B5, 2xRadio 4415 B2/25, 1xRadio AAS B25/B66, 1xAntenna 4pH, 1xTwin Beam Antenna, | EXISTING SITE 2G/3G 850/LTE 700/AWS/LTE 1900/ L:ABCDEFH-> INST : Mod. 850 / LTE 1900 / Sectorize AWS&1900 / AAS FDD AWS&1900 / New :GI(1-2-3)
315 | / LTE RO 2020 Capacity H1 - 1900Mhz | 0 | Proyecto Millicom Bolivia 3YPlan 2023 | LOT | Lotes | In Services | -17.8665 | -63.1674 | Urban | Santa Cruz de la Sierra | Andres Ibanez | Santa Cruz | 60 | Selfsupported | RBS6101 | - | 3 | 3 | 0 | 0 | 3 | 3 | 3 | 0 | 15 |  | 1 DUG 20 01-1 DUW 31 01-1 DUS 31 01 | 3 RRUS 12 B5 | 3 | 1 DUG 20 01 | 1 | RBS 6101 | 3 RRUS 01 B5 | 3 | 1 DUW 31 01 | 1 | RBS 6101 | N/A | 0 | N/A | 0 | N/A | 3 RRUS 11 B12 | 3 | 1 DUS 31 01 | 1 | RBS 6101 | 3 RRUS 11 B4 | 3 | 0 DUS 31 01 | 0 | RBS 6101 | 3 R 2217B2 | 3 | 0 DUS 31 01 | 0 | RBS 6101 | 0 | 0 | 0 | 0 | 0 | 15 | Batch 2 |  | #N/A | 2024 | GWL | 2024-07-03 | 27 | -Mod. 850 (1-2-3) ; AAS FDD (DFGI) ; Sectorizar (EH) | 3 | 0 | 0 | 1 | 0 | 2 |  | 6 | 15 |  | 0 | 0 | 0 | 0 | 0 | 1 | 0 | 1 | Mod. 850 (1-2-3) ; AAS FDD (DFGI) ; Sectorizar (EH) | ABCDEFGHI | (1-2-3) | 16 | 1 | 2 | Baseband 6631 | Baseband 6651 | [12 empty] | INST : Mod. 850 / Sectorize AWS&1900 / AAS FDD AWS&1900 / |  | MIC BO 3YPlan 2023_3BB_6R_1A | 19 | 1xBaseband 6631, 2xBaseband 6651, 3xRadio 2219 B5, 1xRadio 4499 44B2/25 44B66A, 2xRadio AAS B25/B66, |  | 1xTwin Beam Antenna, | [41 empty] | 100 | 6 |  | 81 |  |  |  | #N/A | +591 75137341 | [8 empty] | 0 | 14 | [66 empty] | 1xBaseband 6631, 2xBaseband 6651, 3xRadio 2219 B5, 1xRadio 4499 44B2/25 44B66A, 2xRadio AAS B25/B66, 1xTwin Beam Antenna, | EXISTING SITE 2G/3G 850/LTE 700/AWS/LTE 1900/ L:ABCDEFGHI-> INST : Mod. 850 / Sectorize AWS&1900 / AAS FDD AWS&1900 / New :(1-2-3)
363 | RO 2021 - LTE Capacity H2-P1 / LTE RO 2019 Capacity H2 | RO 2022 Capacity H2 | Proyecto Millicom Bolivia 3YPlan 2023 | LIB | Av. Libertador | In Services | -17.7962 | -63.1163 | Urban | Santa Cruz de la Sierra | Andres Ibanez | Santa Cruz | 25 | Selfsupported | PBC6200 | - | 3 | 3 | 0 | 0 | 0 | 3 | 3 | 0 | 12 |  | 1 DUG 20 01-1 DUW3101-1 BB 5212 L | 3 RRUS12B5 G | 3 | 1 DUG 20 01 | 1 | RBS 6601 | 3 RRUS01B5 W | 3 | 1 DUW3101 | 1 | RBS 6601 | N/A | 0 | N/A | 0 | N/A | N/A | 0 | N/A | 0 | N/A | 1 RRUS 32 B4 2 R 4415B66A L | 3 | 1 BB 5212 L | 1 | RBS 6601 | 3 R 4415 B2 B25 | 3 | 0 BB 5212 L | 0 | RBS 6601 | 0 | 0 | 0 | 0 | 0 | 12 | Batch 2 |  | #N/A | 2024 | GWL | 2024-07-03 | 27 | -Mod. 850 (1-2-3) ; AAS FDD (FI) ; | 3 | 0 | 0 | 0 | 0 | 1 |  | 4 | 12 |  | 0 | 0 | 0 | 0 | 0 | 0 | 0 | 0 | Mod. 850 (1-2-3) ; AAS FDD (FI) ; | DEFGHI | (1-2-3) | 1 | 1 | 1 | Baseband 6631 | Baseband 6651 | [12 empty] | INST : Mod. 850 / AAS FDD AWS&1900 / |  | MIC BO 3YPlan 2023_2BB_4R | 7 | 1xBaseband 6631, 1xBaseband 6651, 3xRadio 2219 B5, 1xRadio AAS B25/B66, | [43 empty] | 50 | 4 |  | 42 |  |  |  | #N/A | +591 71369827 | [8 empty] | 0 | 14 | [66 empty] | 1xBaseband 6631, 1xBaseband 6651, 3xRadio 2219 B5, 1xRadio AAS B25/B66, | EXISTING SITE 2G/3G 850/AWS/LTE 1900/ L:DEFGHI-> INST : Mod. 850 / AAS FDD AWS&1900 / New :(1-2-3)
380 | 0 | 0 | Proyecto Millicom Bolivia 3YPlan 2023 | LND | Landivar | In Services | -17.7849 | -63.1892 | Urban | Santa Cruz de la Sierra | Andres Ibanez | Santa Cruz | 6 | Monopolo | RBS6101 | - | 3 | 3 | 0 | 3 | 0 | 3 | 1 | 0 | 13 |  | 1 DUG 20 01-1 DUW 31 01-1 DUW 31 01-1 BB 6630 L | 3 RRU 12 B5 | 3 | 1 DUG 20 01 | 1 | RBS 6601_SHARE | 3 RRU 01 B5 | 3 | 1 DUW 31 01 | 1 | RBS6601_SHARE | 3 RRUS 01 B2 W | 3 | 1 DUW 31 01 | 1 | RBS6601_SHARE | N/A | 0 | N/A | 0 | N/A | 3 RRU 11 B4 | 3 | 1 BB 6630 L | 1 | RBS 6630 | 1 R 4415 B2/B25 | 1 | 0 BB 6630 L | 0 | RBS 6630 | 0 | 0 | 0 | 0 | 0 | 13 | Batch 2 |  | #N/A | 2024 | GWL | 2024-07-03 | 27 | -Mod. 850 (1) ; Exp. LTE (HI) ; MIMO4 LTE (EF) ; AAS FDD (DG) ; | 1 | 0 | 0 | 2 | 0 | 1 |  | 4 | 13 |  | 0 | 0 | 2 | 0 | 0 | 0 | 0 | 2 | Mod. 850 (1) ; Exp. LTE (HI) ; MIMO4 LTE (EF) ; AAS FDD (DG) ; | DEFG | HI(1) | 2 | 0 | 1 |  | Baseband 6651 | [12 empty] | INST : Mod. 850 / LTE 1900 / AAS FDD AWS&1900 / |  | MIC BO 3YPlan 2023_1BB_4R_2A | 12 | 1xBaseband 6651, 1xRadio 2219 B5, 2xRadio 4499 44B2/25 44B66A, 1xRadio AAS B25/B66, |  | 2xAntenna 4pH, | [41 empty] | 30 | 4 |  | 21 |  |  |  | #N/A | +591 75137341 | [8 empty] | 0 | 14 | [66 empty] | 1xBaseband 6651, 1xRadio 2219 B5, 2xRadio 4499 44B2/25 44B66A, 1xRadio AAS B25/B66, 2xAntenna 4pH, | EXISTING SITE 2G/3G 850/3G 1900/AWS/LTE 1900/ L:DEFG-> INST : Mod. 850 / LTE 1900 / AAS FDD AWS&1900 / New :HI(1)
387 | RO 2021 - LTE Capacity H2/ / LTE RO 2019 Capacity H2 | 0 | Proyecto Millicom Bolivia 3YPlan 2023 | TDV | Tigo - Doble Via | In Services | -17.8174 | -63.2111 | Urban | Santa Cruz de la Sierra | Andres Ibanez | Santa Cruz | 21 | Poste Metálico | Enclosure 6150 | RBS6101 | 3 | 3 | 0 | 0 | 0 | 3 | 1 | 0 | 10 |  | 1 DUG 20 01-1 DUW3101-1 BB 6630 L | 3 RRUS01B5 G | 3 | 1 DUG 20 01 | 1 | RBS 6101 | 3 RRUS01B5 W | 3 | 1 DUW3101 | 1 | RBS 6101 | N/A | 0 | N/A | 0 | N/A | N/A | 0 | 0 BB 6630 L | 0 | RBS6630 | 1 RRUS 11B4 ; 2 R 4415 B66A | 3 | 1 BB 6630 L | 1 | RBS6630 | 1 R 4415 B2/B25 | 1 | 0 BB 6630 L | 0 | RBS6630 | 0 | 0 | 0 | 0 | 0 | 10 | Batch 2 |  | #N/A | 2024 | GWL | 2024-07-03 | 27 | -Mod. 850 (1) ; Exp. LTE (HI) ; MIMO4 LTE (E) ; AAS FDD (DG) ; | 1 | 1 | 0 | 1 | 0 | 1 |  | 4 | 10 |  | 0 | 0 | 2 | 0 | 0 | 0 | 0 | 2 | Mod. 850 (1) ; Exp. LTE (HI) ; MIMO4 LTE (E) ; AAS FDD (DG) ; | DEFG | HI(1) | 1 | 0 | 1 |  | Baseband 6651 | [12 empty] | INST : Mod. 850 / LTE 1900 / AAS FDD AWS&1900 / |  | MIC BO 3YPlan 2023_1BB_4R_2A | 12 | 1xBaseband 6651, 1xRadio 2219 B5, 1xRadio 4415 B2/25, 1xRadio 4499 44B2/25 44B66A, 1xRadio AAS B25/B66, |  | 2xAntenna 4pH, | [41 empty] | 50 | 4 |  | 37 |  |  |  | #N/A | +591 71369827 | [8 empty] | 0 | 14 | [66 empty] | 1xBaseband 6651, 1xRadio 2219 B5, 1xRadio 4415 B2/25, 1xRadio 4499 44B2/25 44B66A, 1xRadio AAS B25/B66, 2xAntenna 4pH, | EXISTING SITE 2G/3G 850/AWS/LTE 1900/ L:DEFG-> INST : Mod. 850 / LTE 1900 / AAS FDD AWS&1900 / New :HI(1)
407 | 0 | 0 | Proyecto Millicom Bolivia 3YPlan 2023 | UPS | Upsa | In Services | -17.763 | -63.1503 | Urban | Santa Cruz de la Sierra | Andres Ibanez | Santa Cruz | 8 | Monopolo | RBS6101 | - | 0 | 0 | 3 | 3 | 0 | 3 | 3 | 0 | 12 |  | 1 DUG 20 01-1 DUW3101-1 DUW 31 01-1 BB 5212 L | 3 RRU 01 B5 | 3 | 1 DUG 20 01 | 1 | RBS 6101 | 0 RRUS01B5 W | 0 | 1 DUW3101 | 1 | RBS 6101 | 3 RRUS 01 B2 W | 3 | 1 DUW 31 01 | 1 | RBS 6101 | N/A | 0 | N/A | 0 | N/A | 3 RRUS 32 B4 | 3 | 1 BB 5212 L | 1 | RBS6101 | 3 R 4415 B2/B25 | 3 | 0 BB 5212 L | 0 | RBS6101 | 0 | 0 | 0 | 0 | 0 | 12 | Batch 2 |  | #N/A | 2024 | GWL | 2024-07-03 | 27 | -Mod. 850 (1-2) ; AAS FDD (EH) ; Sectorizar (DG) | 2 | 0 | 0 | 0 | 0 | 1 |  | 3 | 12 |  | 0 | 0 | 0 | 0 | 0 | 1 | 0 | 1 | Mod. 850 (1-2) ; AAS FDD (EH) ; Sectorizar (DG) | DEFGHI | (1-2) | 1 | 1 | 1 | Baseband 6631 | Baseband 6651 | [12 empty] | INST : Mod. 850 / Sectorize AWS&1900 / AAS FDD AWS&1900 / |  | MIC BO 3YPlan 2023_2BB_3R_1A | 3 | 1xBaseband 6631, 1xBaseband 6651, 2xRadio 2219 B5, 1xRadio AAS B25/B66, |  | 1xTwin Beam Antenna, | [41 empty] | 30 | 3 |  | 23 |  |  |  | #N/A | +591 75137341 | [8 empty] | 0 | 14 | [66 empty] | 1xBaseband 6631, 1xBaseband 6651, 2xRadio 2219 B5, 1xRadio AAS B25/B66, 1xTwin Beam Antenna, | EXISTING SITE MIXMODE 850/3G 1900/AWS/LTE 1900/ L:DEFGHI-> INST : Mod. 850 / Sectorize AWS&1900 / AAS FDD AWS&1900 / New :(1-2)
482 | RO 2021 - LTE Capacity H1_119 Sitios / | 0 | Proyecto Millicom Bolivia 3YPlan 2023 | SRA | San Ramon | In Services | -16.6173 | -62.496 | Rural | San Ramon (SC) | Nuflo de Chavez | Santa Cruz | 70 | Selfsupported | PBC6200 | - | 3 | 3 | 0 | 0 | 3 | 3 | 2 | 0 | 14 |  | 1 DUG 20 01-1 DUW 31 01-1 BB 6630 (L) | 3 RRUS 12 B5 G | 3 | 1 DUG 20 01 | 1 | RBS 6601_SHARE | 3 RRUS 01 B5 W | 3 | 1 DUW 31 01 | 1 | RBS 6601 | N/A | 0 | N/A | 0 | N/A | 3 RRUS 11 B12 | 3 | 1 BB 6630 (L) | 1 | RBS 6630 | 1 RRUS 11 B4 ; 1 RRUS 32 B4 ; 1 R 4415 B66A | 3 | 0 BB 6630 (L) | 0 | RBS 6630 | 2 R 4415 B2/B25 | 2 | 0 BB 6630 (L) | 0 | RBS 6630 | 0 | 0 | 0 | 0 | 0 | 14 | Batch 2 |  | #N/A | 2024 | GWL | 2024-07-03 | 27 | -Mod. 850 (2-3) ; Exp. LTE (G) ; MIMO4 LTE (D) ; AAS FDD (EFHI) ; | 2 | 0 | 0 | 1 | 0 | 2 |  | 5 | 14 |  | 0 | 0 | 1 | 0 | 0 | 0 | 0 | 1 | Mod. 850 (2-3) ; Exp. LTE (G) ; MIMO4 LTE (D) ; AAS FDD (EFHI) ; | ABCDEFHI | G(2-3) | 4 | 0 | 2 |  | Baseband 6651 | [12 empty] | INST : Mod. 850 / LTE 1900 / AAS FDD AWS&1900 / |  | MIC BO 3YPlan 2023_2BB_5R_1A | 14 | 2xBaseband 6651, 2xRadio 2219 B5, 1xRadio 4499 44B2/25 44B66A, 2xRadio AAS B25/B66, |  | 1xAntenna 4pH, | [41 empty] | 100 | 5 |  | 92 |  |  |  | #N/A | +591 71369827 | [8 empty] | 0 | 14 | [66 empty] | 2xBaseband 6651, 2xRadio 2219 B5, 1xRadio 4499 44B2/25 44B66A, 2xRadio AAS B25/B66, 1xAntenna 4pH, | EXISTING SITE 2G/3G 850/LTE 700/AWS/LTE 1900/ L:ABCDEFHI-> INST : Mod. 850 / LTE 1900 / AAS FDD AWS&1900 / New :G(2-3)
161 | RO 2021 - LTE Capacity H2/ / Refarming 1900 2019/High Load Cells_Only F1 | 0 | Proyecto Millicom Bolivia 3YPlan 2023 | MON4 | Montero IV | In Services | -17.3316 | -63.2339 | Urban | Montero | Obispo Santisteban | Santa Cruz | 60 | Selfsupported | Enclosure 6150 | - | 0 | 3 | 0 | 0 | 3 | 3 | 3 | 0 | 12 |  | 1 BB 5216 W-1 BB 6630 L | N/A | 0 | N/A | 0 | N/A | 3 RRUS 01B5 W | 3 | 1 BB 5216 W | 1 | RBS 6601 | N/A | 0 | N/A | 0 | N/A | 3 R 4478 B12A | 3 | 1 BB 6630 L | 1 | RBS 6630 | 3 RRUS 32 B4 | 3 | 0 BB 6630 L | 0 | RBS 6630 | 3 R 2217B2 | 3 | 0 BB 6630 L | 0 | RBS 6630 | 0 | 0 | 0 | 0 | 0 | 12 | Batch 2 |  | #N/A | 2024 | WL | 2024-07-08 | 28 | -Mod. 850 (1-2-3) ; AAS FDD (EH) ; Sectorizar (DFGI) | 3 | 2 | 0 | 0 | 0 | 1 |  | 6 | 12 |  | 0 | 0 | 0 | 0 | 0 | 2 | 0 | 2 | Mod. 850 (1-2-3) ; AAS FDD (EH) ; Sectorizar (DFGI) | ABCDEFGHI | (1-2-3) | 9 | 0 | 1 |  | Baseband 6651 | [12 empty] | INST : Mod. 850 / Sectorize AWS&1900 / AAS FDD AWS&1900 / |  | MIC BO 3YPlan 2023_1BB_6R_2A | 11 | 1xBaseband 6651, 3xRadio 2219 B5, 2xRadio 4415 B2/25, 1xRadio AAS B25/B66, |  | 2xTwin Beam Antenna, | [41 empty] | 100 | 6 |  | 81 |  |  |  | #N/A | +591 75137341 | [8 empty] | 0 | 14 | [66 empty] | 1xBaseband 6651, 3xRadio 2219 B5, 2xRadio 4415 B2/25, 1xRadio AAS B25/B66, 2xTwin Beam Antenna, | EXISTING SITE 3G 850/LTE 700/AWS/LTE 1900/ L:ABCDEFGHI-> INST : Mod. 850 / Sectorize AWS&1900 / AAS FDD AWS&1900 / New :(1-2-3)
170 | / High Load Cells_Only F1 | RO 2022 Capacity H2 | Proyecto Millicom Bolivia 3YPlan 2023 | MAI | Mairana | In Services | -18.1227 | -63.96 | Rural | Mairana | Florida | Santa Cruz | 60 | Selfsupported | PBC6200 | - | 3 | 3 | 0 | 0 | 3 | 1 | 0 | 1 | 11 |  | 1 DUG 20 01-1 DUW 31 01-1 BB 5212 L | 3 RRUS 12 B5 G | 3 | 1 DUG 20 01 | 1 | RBS 6601_SHARE | 3 RRUS 01 B5 W | 3 | 1 DUW 31 01 | 1 | RBS6601_SHARE | N/A | 0 | N/A | 0 | N/A | 3 RRUS 11 B12 | 3 | 1 BB 5212 L | 1 | RBS6601_SHARE | 1 RRUS 32 B4 | 1 | 0 BB 5212 L | 0 | RBS6601_SHARE | N/A | 0 | N/A | 0 | N/A | 1 R 4499 B2 B66A | 1 | 0 BB 5212 L | 0 | RBS6601_SHARE | 11 | Batch 2 |  | #N/A | 2024 | GWL | 2024-07-08 | 28 | -Mod. 850 (1-2) ; Exp. LTE (H) ; MIMO4 LTE (E) ; AAS FDD (DG) ; | 2 | 0 | 0 | 1 | 0 | 1 |  | 4 | 11 |  | 0 | 0 | 1 | 0 | 0 | 0 | 0 | 1 | Mod. 850 (1-2) ; Exp. LTE (H) ; MIMO4 LTE (E) ; AAS FDD (DG) ; | ABCDEG | H(1-2) | 1 | 1 | 1 | Baseband 6631 | Baseband 6651 | [12 empty] | INST : Mod. 850 / LTE 1900 / AAS FDD AWS&1900 / |  | MIC BO 3YPlan 2023_2BB_4R_1A | 3 | 1xBaseband 6631, 1xBaseband 6651, 2xRadio 2219 B5, 1xRadio 4499 44B2/25 44B66A, 1xRadio AAS B25/B66, |  | 1xAntenna 4pH, | [41 empty] | 100 | 4 |  | 81 |  |  |  | #N/A | +591 71369827 | [8 empty] | 0 | 14 | [66 empty] | 1xBaseband 6631, 1xBaseband 6651, 2xRadio 2219 B5, 1xRadio 4499 44B2/25 44B66A, 1xRadio AAS B25/B66, 1xAntenna 4pH, | EXISTING SITE 2G/3G 850/LTE 700/AWS/LTE AWS&1900/ L:ABCDEG-> INST : Mod. 850 / LTE 1900 / AAS FDD AWS&1900 / New :H(1-2)
308 | RO 2021 - LTE Capacity H1_119 Sitios / LTE RO 2020 Capacity H2 - 1900Mhz/High Load Cells_Only F1 | 0 | Proyecto Millicom Bolivia 3YPlan 2023 | MON6 | Montero 6 | 0 | -17.363 | -63.2202 | Urban | Montero | Obispo Santisteban | Santa Cruz | 60 | Selfsupported | Enclosure 6150 | - | 0 | 3 | 0 | 0 | 3 | 3 | 2 | 0 | 11 |  | 1 BB 6630 WL | N/A | 0 | N/A | 0 | N/A | 3 R 2219 B5 | 3 | 1 BB 6630 WL | 1 | RBS 6630 | N/A | 0 | N/A | 0 | N/A | 3 RRUS 11 B12 | 3 | 0 BB 6630 WL | 0 | RBS 6630 | 3 R 4415 B66A | 3 | 0 BB 6630 WL | 0 | N/A | 2 R 4415 B2/B25 | 2 | 0 BB 6630 WL | 0 | RBS 6630 | 0 | 0 | 0 | 0 | 0 | 11 | Batch 2 |  | #N/A | 2024 | WL | 2024-07-08 | 28 | -Mod. 850 (2-3) ; Exp. LTE (G) ; AAS FDD (EFHI) ; | 0 | 1 | 0 | 0 | 0 | 2 |  | 3 | 11 |  | 0 | 0 | 1 | 0 | 0 | 0 | 0 | 1 | Mod. 850 (2-3) ; Exp. LTE (G) ; AAS FDD (EFHI) ; | ABCDEFHI | G(2-3) | 3 | 0 | 2 |  | Baseband 6651 | [12 empty] | INST : Mod. 850 / LTE 1900 / AAS FDD AWS&1900 / |  | MIC BO 3YPlan 2023_2BB_3R_1A | 3 | 2xBaseband 6651, 1xRadio 4415 B2/25, 2xRadio AAS B25/B66, |  | 1xAntenna 4pH, | [41 empty] | 100 | 3 |  | 81 |  |  |  | #N/A | +591 75137341 | [8 empty] | 0 | 14 | [66 empty] | 2xBaseband 6651, 1xRadio 4415 B2/25, 2xRadio AAS B25/B66, 1xAntenna 4pH, | EXISTING SITE 3G 850/LTE 700/AWS/LTE 1900/ L:ABCDEFHI-> INST : Mod. 850 / LTE 1900 / AAS FDD AWS&1900 / New :G(2-3)
322 | / LTE RO 2020 Capacity H1 - 1900Mhz | 0 | Proyecto Millicom Bolivia 3YPlan 2023 | MAT | Matadero | In Services | -17.7705 | -63.1249 | Urban | Santa Cruz de la Sierra | Andres Ibanez | Santa Cruz | 40 | Selfsupported | PBC6200 | - | 3 | 3 | 0 | 0 | 0 | 3 | 3 | 0 | 12 |  | 1 DUG 20 01-1 DUW 31 01-1 DUS 31 02 | 3 RRU 12 B5 | 3 | 1 DUG 20 01 | 1 | RBS 6601_SHARE | 3 RRU 01 B5 | 3 | 1 DUW 31 01 | 1 | RBS6601 | N/A | 0 | N/A | 0 | N/A | N/A | 0 | N/A | 0 | N/A | 3 RRUS 32 B4 | 3 | 1 DUS 31 02 | 1 | RBS6601_SHARE | 3 R 2217B2 | 3 | 0 DUS 31 02 | 0 | RBS6601_SHARE | 0 | 0 | 0 | 0 | 0 | 12 | Batch 2 |  | #N/A | 2024 | GWL | 2024-07-08 | 28 | -Mod. 850 (1-2-3) ; Exp. LTE (B) ; AAS FDD (DG) ; Sectorizar (EFHI) | 3 | 2 | 0 | 0 | 1 | 1 |  | 7 | 12 |  | 1 | 0 | 0 | 0 | 0 | 2 | 0 | 3 | Mod. 850 (1-2-3) ; Exp. LTE (B) ; AAS FDD (DG) ; Sectorizar (EFHI) | DEFGHI | B(1-2-3) | 1 | 1 | 1 | Baseband 6631 | Baseband 6651 | [12 empty] | INST : Mod. 850 / LTE 700 / Sectorize AWS&1900 / AAS FDD AWS&1900 / |  | MIC BO 3YPlan 2023_2BB_7R_3A | 3 | 1xBaseband 6631, 1xBaseband 6651, 3xRadio 2219 B5, 2xRadio 4415 B2/25, 1xRadio 4478 B12A, 1xRadio AAS B25/B66, |  | 1xAntenna 2pL, 2xTwin Beam Antenna, | [41 empty] | 70 | 7 |  | 59 |  |  |  | #N/A | +591 71369827 | [8 empty] | 0 | 14 | [66 empty] | 1xBaseband 6631, 1xBaseband 6651, 3xRadio 2219 B5, 2xRadio 4415 B2/25, 1xRadio 4478 B12A, 1xRadio AAS B25/B66, 1xAntenna 2pL, 2xTwin Beam Antenna, | EXISTING SITE 2G/3G 850/AWS/LTE 1900/ L:DEFGHI-> INST : Mod. 850 / LTE 700 / Sectorize AWS&1900 / AAS FDD AWS&1900 / New :B(1-2-3)
323 | RO 2021 - LTE Capacity H1_119 Sitios / LTE RO 2019 Capacity H2 | 0 | Proyecto Millicom Bolivia 3YPlan 2023 | MGR | Moragrande | In Services | -17.8363 | -63.196 | Urban | Santa Cruz de la Sierra | Andres Ibanez | Santa Cruz | 40 | Selfsupported | PBC6200 | - | 3 | 3 | 0 | 0 | 3 | 1 | 1 | 0 | 11 |  | 1 DUG 20 01-1 DUW3101-1 DUS 31 02 | 3 RRUS12B5 G | 3 | 1 DUG 20 01 | 1 | RBS 6601 | 3 RRUS01B5 W | 3 | 1 DUW3101 | 1 | RBS 6601 | N/A | 0 | N/A | 0 | N/A | 3 RRUS 11 B12 | 3 | 1 DUS 31 02 | 1 | RBS 6601 | 1 RRUS11B4 | 1 | 0 DUS 31 02 | 0 | RBS 6601 | 1 R 4415 B2/B25 | 1 | 0 DUS 3102 | 0 | RBS 6601 | 0 | 0 | 0 | 0 | 0 | 11 | Batch 2 |  | #N/A | 2024 | GWL | 2024-07-08 | 28 | -Mod. 850 (1-3) ; Exp. LTE (H) ; AAS FDD (FI) ; Sectorizar (DG) | 2 | 2 | 0 | 0 | 0 | 1 |  | 5 | 11 |  | 0 | 0 | 1 | 0 | 0 | 1 | 0 | 2 | Mod. 850 (1-3) ; Exp. LTE (H) ; AAS FDD (FI) ; Sectorizar (DG) | ABCDEFI | GH(1-3) | 2 | 1 | 1 | Baseband 6631 | Baseband 6651 | [12 empty] | INST : Mod. 850 / LTE 1900 / Sectorize AWS&1900 / AAS FDD AWS&1900 / |  | MIC BO 3YPlan 2023_2BB_5R_2A | 7 | 1xBaseband 6631, 1xBaseband 6651, 2xRadio 2219 B5, 2xRadio 4415 B2/25, 1xRadio AAS B25/B66, |  | 1xAntenna 4pH, 1xTwin Beam Antenna, | [41 empty] | 70 | 5 |  | 59 |  |  |  | #N/A | +591 71369827 | [8 empty] | 0 | 14 | [66 empty] | 1xBaseband 6631, 1xBaseband 6651, 2xRadio 2219 B5, 2xRadio 4415 B2/25, 1xRadio AAS B25/B66, 1xAntenna 4pH, 1xTwin Beam Antenna, | EXISTING SITE 2G/3G 850/LTE 700/AWS/LTE 1900/ L:ABCDEFI-> INST : Mod. 850 / LTE 1900 / Sectorize AWS&1900 / AAS FDD AWS&1900 / New :GH(1-3)
364 | RO 2021 - LTE Capacity H2/0 | 0 | Proyecto Millicom Bolivia 3YPlan 2023 | MTB | Montibello | In Services | -17.7997 | -63.2204 | Urban | Santa Cruz de la Sierra | Andres Ibanez | Santa Cruz | 40 | Selfsupported | PBC6200 | - | 3 | 3 | 0 | 0 | 0 | 3 | 1 | 0 | 10 |  | 1 DUG 20 01-1 DUW 31 01-1 BB 6630 L | 3 RRU 12 B5 | 3 | 1 DUG 20 01 | 1 | RBS 6601_SHARE | 3 RRU 01 B5 | 3 | 1 DUW 31 01 | 1 | RBS6601_SHARE | N/A | 0 | N/A | 0 | N/A | N/A | 0 | 0 BB 6630 L | 0 | RBS6630 | 3 RRU 11 B4 | 3 | 1 BB 6630 L | 1 | RBS6630 | 1 R 4415 B2/B25 | 1 | 0 BB 6630 L | 0 | RBS6630 | 0 | 0 | 0 | 0 | 0 | 10 | Batch 2 |  | #N/A | 2024 | GWL | 2024-07-08 | 28 | -Mod. 850 (1-3) ; Exp. LTE (HI) ; MIMO4 LTE (EF) ; AAS FDD (DG) ; | 2 | 0 | 0 | 2 | 0 | 1 |  | 5 | 10 |  | 0 | 0 | 2 | 0 | 0 | 0 | 0 | 2 | Mod. 850 (1-3) ; Exp. LTE (HI) ; MIMO4 LTE (EF) ; AAS FDD (DG) ; | DEFG | HI(1-3) | 2 | 0 | 1 |  | Baseband 6651 | [12 empty] | INST : Mod. 850 / LTE 1900 / AAS FDD AWS&1900 / |  | MIC BO 3YPlan 2023_1BB_5R_2A | 17 | 1xBaseband 6651, 2xRadio 2219 B5, 2xRadio 4499 44B2/25 44B66A, 1xRadio AAS B25/B66, |  | 2xAntenna 4pH, | [41 empty] | 70 | 5 |  | 59 |  |  |  | #N/A | +591 75137341 | [8 empty] | 0 | 14 | [66 empty] | 1xBaseband 6651, 2xRadio 2219 B5, 2xRadio 4499 44B2/25 44B66A, 1xRadio AAS B25/B66, 2xAntenna 4pH, | EXISTING SITE 2G/3G 850/AWS/LTE 1900/ L:DEFG-> INST : Mod. 850 / LTE 1900 / AAS FDD AWS&1900 / New :HI(1-3)
368 | / LTE Coverage Co-Located H1 2020 | 0 | Proyecto Millicom Bolivia 3YPlan 2023 | MME | Metalmec | In Services | -17.7339 | -63.1595 | Urban | Santa Cruz de la Sierra | Andres Ibanez | Santa Cruz | 25 | Selfsupported | RBS6101 | Enclosure 6150 | 3 | 3 | 0 | 3 | 3 | 0 | 0 | 0 | 12 |  | 1 BB 6630 GWL | 3 RRUS 01 B5 | 3 | 1 BB 6630 GWL | 1 | RBS 6630 | 3 RRUS 01 B5 | 3 | 0 BB 6630 GWL | 0 | RBS 6630 | 3 RRUS 01 B2 W | 3 | 0 BB 6630 GWL | 0 | RBS 6630 | 3 R4449B5+B12 | 3 | 0 BB 6630 GWL | 0 | RBS 6630 | N/A | 0 | N/A | 0 | N/A | N/A | 0 | N/A | 0 | N/A | 0 | 0 | 0 | 0 | 0 | 12 | Batch 2 |  | #N/A | 2024 | GWL | 2024-07-08 | 28 | -Mod. 850 (2) ; Exp. LTE (DI) ; AAS FDD (EH) ; | 1 | 1 | 1 | 0 | 0 | 1 |  | 4 | 12 |  | 0 | 0 | 2 | 0 | 0 | 0 | 0 | 2 | Mod. 850 (2) ; Exp. LTE (DI) ; AAS FDD (EH) ; | ABCEF | HDI(2) | 1 | 0 | 1 |  | Baseband 6651 | [12 empty] | INST : Mod. 850 / LTE 1900 / LTE AWS / AAS FDD AWS&1900 / |  | MIC BO 3YPlan 2023_1BB_4R_2A | 12 | 1xBaseband 6651, 1xRadio 2219 B5, 1xRadio 4415 B2/25, 1xRadio 4415 B66A, 1xRadio AAS B25/B66, |  | 2xAntenna 4pH, | [41 empty] | 50 | 4 |  | 42 |  |  |  | #N/A | +591 75137341 | [8 empty] | 0 | 14 | [66 empty] | 1xBaseband 6651, 1xRadio 2219 B5, 1xRadio 4415 B2/25, 1xRadio 4415 B66A, 1xRadio AAS B25/B66, 2xAntenna 4pH, | EXISTING SITE 2G/3G 850/3G 1900/LTE 700/ L:ABCEF-> INST : Mod. 850 / LTE 1900 / LTE AWS / AAS FDD AWS&1900 / New :HDI(2)
470 | 0 | 0 | Proyecto Millicom Bolivia 3YPlan 2023 | MON | Montero | In Services | -17.3365 | -63.2599 | Urban | Montero | Obispo Santisteban | Santa Cruz | 75 | Selfsupported | PBC6200 | - | 3 | 3 | 0 | 0 | 3 | 3 | 3 | 0 | 15 |  | 1 DUG 20 01-1 DUW 31 01-1 DUS 31 01 | 3 RRUS 12 B5 | 3 | 1 DUG 20 01 | 1 | RBS 6601_SHARE | 3 RRUS 01 B5 | 3 | 1 DUW 31 01 | 1 | RBS 6601 | N/A | 0 | N/A | 0 | N/A | 3 RRUS 11 B12 | 3 | 1 DUS 31 01 | 1 | RBS 6601 | 3 RRUS 11 B4 | 3 | 0 DUS 31 01 | 0 | RBS6601_SHARE | 3 R 2217B2 | 3 | 0 DUS 3101 | 0 | RBS6601_SHARE | 0 | 0 | 0 | 0 | 0 | 15 | Batch 2 |  | #N/A | 2024 | GWL | 2024-07-08 | 28 | -Mod. 850 (1-2-3) ; AAS FDD (FI) ; Sectorizar (DEGH) | 3 | 0 | 0 | 2 | 0 | 1 |  | 6 | 15 |  | 0 | 0 | 0 | 0 | 0 | 2 | 0 | 2 | Mod. 850 (1-2-3) ; AAS FDD (FI) ; Sectorizar (DEGH) | ABCDEFGHI | (1-2-3) | 6 | 1 | 1 | Baseband 6631 | Baseband 6651 | [12 empty] | INST : Mod. 850 / Sectorize AWS&1900 / AAS FDD AWS&1900 / |  | MIC BO 3YPlan 2023_2BB_6R_2A | 16 | 1xBaseband 6631, 1xBaseband 6651, 3xRadio 2219 B5, 2xRadio 4499 44B2/25 44B66A, 1xRadio AAS B25/B66, |  | 2xTwin Beam Antenna, | [41 empty] | 100 | 6 |  | 98 |  |  |  | #N/A | +591 75137341 | [8 empty] | 0 | 14 | [66 empty] | 1xBaseband 6631, 1xBaseband 6651, 3xRadio 2219 B5, 2xRadio 4499 44B2/25 44B66A, 1xRadio AAS B25/B66, 2xTwin Beam Antenna, | EXISTING SITE 2G/3G 850/LTE 700/AWS/LTE 1900/ L:ABCDEFGHI-> INST : Mod. 850 / Sectorize AWS&1900 / AAS FDD AWS&1900 / New :(1-2-3)
497 | RO 2021 - LTE Capacity H2/0 | 0 | Proyecto Millicom Bolivia 3YPlan 2023 | MLV | Mercado La Villa | In Services | -17.7984 | -63.1345 | Urban | Santa Cruz de la Sierra | Andres Ibanez | Santa Cruz | 8 | Monopolo | RBS6101 | - | 3 | 3 | 0 | 0 | 0 | 3 | 2 | 0 | 11 |  | 1 DUG 20 01-1 DUW 31 01-1 BB 6630 L | 3 RRUS 01 B5 | 3 | 1 DUG 20 01 | 1 | RBS6601_SHARE | 3 RRUS 01 B5 | 3 | 1 DUW 31 01 | 1 | RBS6601 | N/A | 0 | N/A | 0 | N/A | N/A | 0 | N/A | 0 | N/A | 3 RRUS 32 B4 | 3 | 1 BB 6630 L | 1 | RBS 6630 | 2 R 4415 B2/B25 | 2 | 0 BB 6630 L | 0 | RBS 6630 | 0 | 0 | 0 | 0 | 0 | 11 | Batch 2 |  | #N/A | 2024 | GWL | 2024-07-08 | 28 | -Mod. 850 (1-2-3) ; Exp. LTE (BI) ; AAS FDD (DG) ; Sectorizar (EH) | 3 | 1 | 0 | 0 | 1 | 1 |  | 6 | 11 |  | 0 | 0 | 1 | 1 | 0 | 1 | 0 | 3 | Mod. 850 (1-2-3) ; Exp. LTE (BI) ; AAS FDD (DG) ; Sectorizar (EH) | DEFGH | BI(1-2-3) | 1 | 0 | 1 |  | Baseband 6651 | [12 empty] | INST : Mod. 850 / LTE 700 / LTE 1900 / Sectorize AWS&1900 / AAS FDD AWS&1900 / |  | MIC BO 3YPlan 2023_1BB_6R_3A | 21 | 1xBaseband 6651, 3xRadio 2219 B5, 1xRadio 4415 B2/25, 1xRadio 4478 B12A, 1xRadio AAS B25/B66, |  | 1xAntenna 4pH, 1xAntenna 4pL, 1xTwin Beam Antenna, | [41 empty] | 30 | 6 |  | 23 |  |  |  | #N/A | +591 71369827 | [8 empty] | 0 | 14 | [66 empty] | 1xBaseband 6651, 3xRadio 2219 B5, 1xRadio 4415 B2/25, 1xRadio 4478 B12A, 1xRadio AAS B25/B66, 1xAntenna 4pH, 1xAntenna 4pL, 1xTwin Beam Antenna, | EXISTING SITE 2G/3G 850/AWS/LTE 1900/ L:DEFGH-> INST : Mod. 850 / LTE 700 / LTE 1900 / Sectorize AWS&1900 / AAS FDD AWS&1900 / New :BI(1-2-3)
172 | RO 2021 - LTE Capacity H1_119 Sitios / | 0 | Proyecto Millicom Bolivia 3YPlan 2023 | POZ | Los Pozos | In Services | -17.778 | -63.1769 | Urban | Santa Cruz de la Sierra | Andres Ibanez | Santa Cruz | 15 | Monopolo | PBC6200 | - | 3 | 3 | 0 | 0 | 3 | 2 | 1 | 0 | 12 |  | 1 DUG 20 01-1 DUW 31 01-1 DUS 31 01 | 3 RRUS 12 B5 G | 3 | 1 DUG 20 01 | 1 | RBS6601_SHARE | 3 RRUS 01 B5 W | 3 | 1 DUW 31 01 | 1 | RBS6601 | N/A | 0 | N/A | 0 | N/A | 3 RRUS 11 B12 | 3 | 1 DUS 31 01 | 1 | RBS6601_SHARE | 1 RRUS 32 B4 1 RRUS 11 B4 | 2 | 0 DUS 31 01 | 0 | RBS6601_SHARE | 1 R 4415 B2/B25 | 1 | 0 DUS 3101 | 0 | RBS 6601 | 0 | 0 | 0 | 0 | 0 | 12 | Batch 2 |  | #N/A | 2024 | GWL | 2024-07-11 | 28 | -Mod. 850 (2-3) ; Exp. LTE (D) ; AAS FDD (EFHI) ; | 2 | 0 | 1 | 0 | 0 | 2 |  | 5 | 12 |  | 0 | 0 | 1 | 0 | 0 | 0 | 0 | 1 | Mod. 850 (2-3) ; Exp. LTE (D) ; AAS FDD (EFHI) ; | ABCEFI | HD(2-3) | 2 | 1 | 2 | Baseband 6631 | Baseband 6651 | [12 empty] | INST : Mod. 850 / LTE AWS / AAS FDD AWS&1900 / |  | MIC BO 3YPlan 2023_3BB_5R_1A | 6 | 1xBaseband 6631, 2xBaseband 6651, 2xRadio 2219 B5, 1xRadio 4415 B66A, 2xRadio AAS B25/B66, |  | 1xAntenna 4pH, | [41 empty] | 30 | 5 |  | 31 |  |  |  | #N/A | +591 75137341 | [8 empty] | 0 | 14 | [66 empty] | 1xBaseband 6631, 2xBaseband 6651, 2xRadio 2219 B5, 1xRadio 4415 B66A, 2xRadio AAS B25/B66, 1xAntenna 4pH, | EXISTING SITE 2G/3G 850/LTE 700/AWS/LTE 1900/ L:ABCEFI-> INST : Mod. 850 / LTE AWS / AAS FDD AWS&1900 / New :HD(2-3)
174 | / LTE RO 2020 Capacity H2 - 1900Mhz | 0 | Proyecto Millicom Bolivia 3YPlan 2023 | ORQ | Orquideas | In Services | -17.8385 | -63.1249 | Urban | Santa Cruz de la Sierra | Andres Ibanez | Santa Cruz | 40 | Selfsupported | PBC6200 | - | 3 | 3 | 0 | 3 | 0 | 3 | 0 | 0 | 12 |  | 1 DUG 20 01-1 DUW 31 01-1 DUW 31 01-1 DUS 31 02 | 3 RRU 12 B5 | 3 | 1 DUG 20 01 | 1 | RBS 6601 | 3 RRU 01 B5 | 3 | 1 DUW 31 01 | 1 | RBS6601_SHARE | 3 RRUS 01 B2 W | 3 | 1 DUW 31 01 | 1 | RBS6601_SHARE | N/A | 0 | N/A | 0 | N/A | 3 RRU 11 B4 | 3 | 1 DUS 31 02 | 1 | RBS6601_SHARE | N/A | 0 | N/A | 0 | N/A | 0 | 0 | 0 | 0 | 0 | 12 | Batch 2 |  | #N/A | 2024 | GWL | 2024-07-11 | 28 | -Mod. 850 (1-2-3) ; Exp. LTE (H) ; MIMO4 LTE (E) ; AAS FDD (DFGI) ; | 3 | 0 | 0 | 1 | 0 | 2 |  | 6 | 12 |  | 0 | 0 | 1 | 0 | 0 | 0 | 0 | 1 | Mod. 850 (1-2-3) ; Exp. LTE (H) ; MIMO4 LTE (E) ; AAS FDD (DFGI) ; | DEFGI | H(1-2-3) | 5 | 1 | 2 | Baseband 6631 | Baseband 6651 | [12 empty] | INST : Mod. 850 / LTE 1900 / AAS FDD AWS&1900 / |  | MIC BO 3YPlan 2023_3BB_6R_1A | 19 | 1xBaseband 6631, 2xBaseband 6651, 3xRadio 2219 B5, 1xRadio 4499 44B2/25 44B66A, 2xRadio AAS B25/B66, |  | 1xAntenna 4pH, | [41 empty] | 70 | 6 |  | 59 |  |  |  | #N/A | +591 75137341 | [8 empty] | 0 | 14 | [66 empty] | 1xBaseband 6631, 2xBaseband 6651, 3xRadio 2219 B5, 1xRadio 4499 44B2/25 44B66A, 2xRadio AAS B25/B66, 1xAntenna 4pH, | EXISTING SITE 2G/3G 850/3G 1900/AWS/ L:DEFGI-> INST : Mod. 850 / LTE 1900 / AAS FDD AWS&1900 / New :H(1-2-3)
181 | / LTE RO 2020 Capacity H1 - 1900Mhz | 0 | Proyecto Millicom Bolivia 3YPlan 2023 | PMR | Palmira | In Services | -17.8809 | -63.1916 | Urban | Santa Cruz de la Sierra | Andres Ibanez | Santa Cruz | 45 | Selfsupported | Enclosure 6150 | RBS6101 | 0 | 0 | 3 | 0 | 3 | 3 | 3 | 0 | 12 |  | 1 DUG 20 01-1 DUW3101-1 DUS 31 02 | 3 RRUS12B5 GW | 3 | 1 DUG 20 01 | 1 | RBS 6101_SHARE | 0 RRUS12B5 GW | 0 | 1 DUW3101 | 1 | RBS 6101 | N/A | 0 | N/A | 0 | N/A | 3 RRUS 11 B12 | 3 | 1 DUS 31 02 | 1 | RBS 6101_SHARE | 2 RRUS 32 B4 1 R4415B66A | 3 | 0 DUS 31 02 | 0 | RBS 6101_SHARE | 3 R 2217B2 | 3 | 0 DUS 31 02 | 0 | RBS 6101_SHARE | 0 | 0 | 0 | 0 | 0 | 12 | Batch 2 |  | #N/A | 2024 | GWL | 2024-07-11 | 28 | -Mod. 850 (1-2-3) ; AAS FDD (DG) ; Sectorizar (EFHI) | 3 | 2 | 0 | 0 | 0 | 1 |  | 6 | 12 |  | 0 | 0 | 0 | 0 | 0 | 2 | 0 | 2 | Mod. 850 (1-2-3) ; AAS FDD (DG) ; Sectorizar (EFHI) | ABCDEFGHI | (1-2-3) | 9 | 1 | 1 | Baseband 6631 | Baseband 6651 | [12 empty] | INST : Mod. 850 / Sectorize AWS&1900 / AAS FDD AWS&1900 / |  | MIC BO 3YPlan 2023_2BB_6R_2A | 16 | 1xBaseband 6631, 1xBaseband 6651, 3xRadio 2219 B5, 2xRadio 4415 B2/25, 1xRadio AAS B25/B66, |  | 2xTwin Beam Antenna, | [41 empty] | 70 | 6 |  | 64 |  |  |  | #N/A | +591 75137341 | [8 empty] | 0 | 14 | [66 empty] | 1xBaseband 6631, 1xBaseband 6651, 3xRadio 2219 B5, 2xRadio 4415 B2/25, 1xRadio AAS B25/B66, 2xTwin Beam Antenna, | EXISTING SITE MIXMODE 850/LTE 700/AWS/LTE 1900/ L:ABCDEFGHI-> INST : Mod. 850 / Sectorize AWS&1900 / AAS FDD AWS&1900 / New :(1-2-3)
195 | RO 2021 - LTE Capacity H1_119 Sitios / LTE RO 2019 Capacity H1 | 0 | Proyecto Millicom Bolivia 3YPlan 2023 | PIS | Pampa de La Isla | In Services | -17.7692 | -63.1164 | Urban | Santa Cruz de la Sierra | Andres Ibanez | Santa Cruz | 25 | Selfsupported | RBS6101 | - | 0 | 3 | 0 | 0 | 0 | 3 | 2 | 0 | 8 |  | 1 BB 6630 WL | N/A | 0 | N/A | 0 | N/A | 3 RRUS 01B5 W | 3 | 1 BB 6630 WL | 1 | RBS 6101 | N/A | 0 | N/A | 0 | N/A | N/A | 0 | N/A | 0 | N/A | 3 R4415B66A | 3 | 0 BB 6630 WL | 0 | RBS 6630 | 2 R 4415 B2/B25 | 2 | 0 BB 6630 WL | 0 | RBS 6630 | 0 | 0 | 0 | 0 | 0 | 8 | Batch 2 |  | #N/A | 2024 | WL | 2024-07-11 | 28 | -Mod. 850 (1-2-3) ; Exp. LTE (G) ; AAS FDD (FI) ; Sectorizar (EH) | 3 | 1 | 0 | 0 | 0 | 1 |  | 5 | 8 |  | 0 | 0 | 1 | 0 | 0 | 1 | 0 | 2 | Mod. 850 (1-2-3) ; Exp. LTE (G) ; AAS FDD (FI) ; Sectorizar (EH) | DEFHI | G(1-2-3) | 1 | 0 | 1 |  | Baseband 6651 | [12 empty] | INST : Mod. 850 / LTE 1900 / Sectorize AWS&1900 / AAS FDD AWS&1900 / |  | MIC BO 3YPlan 2023_1BB_5R_2A | 17 | 1xBaseband 6651, 3xRadio 2219 B5, 1xRadio 4415 B2/25, 1xRadio AAS B25/B66, |  | 1xAntenna 4pH, 1xTwin Beam Antenna, | [41 empty] | 50 | 5 |  | 42 |  |  |  | #N/A | +591 75137341 | [8 empty] | 0 | 14 | [66 empty] | 1xBaseband 6651, 3xRadio 2219 B5, 1xRadio 4415 B2/25, 1xRadio AAS B25/B66, 1xAntenna 4pH, 1xTwin Beam Antenna, | EXISTING SITE 3G 850/AWS/LTE 1900/ L:DEFHI-> INST : Mod. 850 / LTE 1900 / Sectorize AWS&1900 / AAS FDD AWS&1900 / New :G(1-2-3)
299 | / LTE RO 2020 Capacity H1 - 1900Mhz | 0 | Proyecto Millicom Bolivia 3YPlan 2023 | PLO | Pailon | In Services | -17.6635 | -62.7213 | Rural | Pailon | Chiquitos | Santa Cruz | 60 | Guyed | PBC6200 | - | 3 | 3 | 0 | 0 | 1 | 3 | 3 | 0 | 13 |  | 1 DUG 20 01-1 DUW 3101-1 DUS 31 01 | 3 RRUS 12B5 | 3 | 1 DUG 20 01 | 1 | RBS 6601_SHARE | 3 RRUS 01B5 W | 3 | 1 DUW 3101 | 1 | RBS 6601 | N/A | 0 | N/A | 0 | N/A | 1 RRUS 11 B12 | 1 | 1 DUS 31 01 | 1 | RBS6601_SHARE | 3 RRUS 11 B4 | 3 | 0 DUS 31 01 | 0 | RBS6601_SHARE | 3 R 2217B2 | 3 | 0 DUS 31 01 | 0 | RBS6601_SHARE | 0 | 0 | 0 | 0 | 0 | 13 | Batch 2 |  | #N/A | 2024 | GWL | 2024-07-11 | 28 | -Mod. 850 (1-2-3) ; MIMO4 LTE (DEGH) ; AAS FDD (FI) ; | 3 | 0 | 0 | 2 | 0 | 1 |  | 6 | 13 |  | 0 | 0 | 2 | 0 | 0 | 0 | 0 | 2 | Mod. 850 (1-2-3) ; MIMO4 LTE (DEGH) ; AAS FDD (FI) ; | ADEFGHI | (1-2-3) | 1 | 1 | 1 | Baseband 6631 | Baseband 6651 | [12 empty] | INST : Mod. 850 / AAS FDD AWS&1900 / |  | MIC BO 3YPlan 2023_2BB_6R_2A | 16 | 1xBaseband 6631, 1xBaseband 6651, 3xRadio 2219 B5, 2xRadio 4499 44B2/25 44B66A, 1xRadio AAS B25/B66, |  | 2xAntenna 4pH, | [41 empty] | 100 | 6 |  | 81 |  |  |  | #N/A | +591 75137341 | [8 empty] | 0 | 14 | [66 empty] | 1xBaseband 6631, 1xBaseband 6651, 3xRadio 2219 B5, 2xRadio 4499 44B2/25 44B66A, 1xRadio AAS B25/B66, 2xAntenna 4pH, | EXISTING SITE 2G/3G 850/LTE 700/AWS/LTE 1900/ L:ADEFGHI-> INST : Mod. 850 / AAS FDD AWS&1900 / New :(1-2-3)
313 | / LTE RO 2020 Capacity H2 - 1900Mhz/High Load Cells_Only F1 | 0 | Proyecto Millicom Bolivia 3YPlan 2023 | ORA | Palmar Del Oratorio | In Services | -17.8868 | -63.161 | Urban | Santa Cruz de la Sierra | Andres Ibanez | Santa Cruz | 40 | Selfsupported | PBC6200 | - | 0 | 0 | 3 | 0 | 3 | 3 | 2 | 0 | 11 |  | 1 DUG 20 01-1 BB 6630 WL | 3 RRUS 12B5 GW | 3 | 1 DUG 20 01 | 1 | RBS 6601 | 0 RRUS 12B5 GW | 0 | 1 BB 6630 WL | 1 | RBS 6630 | N/A | 0 | N/A | 0 | N/A | 3 RRUS 11 B12 | 3 | 0 BB 6630 WL | 0 | RBS 6630 | 1 RRU 32B4 ; 2 R 4415 B66A | 3 | 0 BB 6630 WL | 0 | RBS 6630 | 2 R 4415 B2/B25 | 2 | 0 BB 6630 WL | 0 | RBS 6630 | 0 | 0 | 0 | 0 | 0 | 11 | Batch 2 |  | #N/A | 2024 | GWL | 2024-07-11 | 28 | -Mod. 850 (2-3) ; AAS FDD (EFHI) ; | 2 | 0 | 0 | 0 | 0 | 2 |  | 4 | 11 |  | 0 | 0 | 0 | 0 | 0 | 0 | 0 | 0 | Mod. 850 (2-3) ; AAS FDD (EFHI) ; | ABCDEFHI | (2-3) | 3 | 0 | 2 |  | Baseband 6651 | [12 empty] | INST : Mod. 850 / AAS FDD AWS&1900 / |  | MIC BO 3YPlan 2023_2BB_4R | 7 | 2xBaseband 6651, 2xRadio 2219 B5, 2xRadio AAS B25/B66, | [43 empty] | 70 | 4 |  | 59 |  |  |  | #N/A | +591 71369827 | [8 empty] | 0 | 14 | [66 empty] | 2xBaseband 6651, 2xRadio 2219 B5, 2xRadio AAS B25/B66, | EXISTING SITE MIXMODE 850/LTE 700/AWS/LTE 1900/ L:ABCDEFHI-> INST : Mod. 850 / AAS FDD AWS&1900 / New :(2-3)
337 | 0 | 0 | Proyecto Millicom Bolivia 3YPlan 2023 | MTO | Martona | In Services | -17.3438 | -63.2378 | Urban | Montero | Obispo Santisteban | Santa Cruz | 40 | Selfsupported | PBC6200 | - | 3 | 3 | 0 | 0 | 0 | 3 | 3 | 0 | 12 |  | 1 DUG 20 01-1 DUW 41 01-1 DUS 31 01 | 3 RRUS 12 B5 | 3 | 1 DUG 20 01 | 1 | RBS 6601 | 3 RRUS 01 B5 | 3 | 1 DUW 41 01 | 1 | RBS 6601 | N/A | 0 | N/A | 0 | N/A | N/A | 0 | N/A | 0 | N/A | 3 RRUS 32 B4 | 3 | 1 DUS 31 01 | 1 | RBS 6601 | 3 R 2217B2 | 3 | 0 DUS 3101 | 0 | RBS 6601 | 0 | 0 | 0 | 0 | 0 | 12 | Batch 2 |  | #N/A | 2024 | GWL | 2024-07-11 | 28 | -Mod. 850 (1-2-3) ; AAS FDD (DEGH) ; Sectorizar (FI) | 3 | 1 | 0 | 0 | 0 | 2 |  | 6 | 12 |  | 0 | 0 | 0 | 0 | 0 | 1 | 0 | 1 | Mod. 850 (1-2-3) ; AAS FDD (DEGH) ; Sectorizar (FI) | DEFGHI | (1-2-3) | 8 | 1 | 2 | Baseband 6631 | Baseband 6651 | [12 empty] | INST : Mod. 850 / Sectorize AWS&1900 / AAS FDD AWS&1900 / |  | MIC BO 3YPlan 2023_3BB_6R_1A | 19 | 1xBaseband 6631, 2xBaseband 6651, 3xRadio 2219 B5, 1xRadio 4415 B2/25, 2xRadio AAS B25/B66, |  | 1xTwin Beam Antenna, | [41 empty] | 70 | 6 |  | 59 |  |  |  | #N/A | +591 71369827 | [8 empty] | 0 | 14 | [66 empty] | 1xBaseband 6631, 2xBaseband 6651, 3xRadio 2219 B5, 1xRadio 4415 B2/25, 2xRadio AAS B25/B66, 1xTwin Beam Antenna, | EXISTING SITE 2G/3G 850/AWS/LTE 1900/ L:DEFGHI-> INST : Mod. 850 / Sectorize AWS&1900 / AAS FDD AWS&1900 / New :(1-2-3)
339 | / LTE RO 2020 Capacity H2 - 1900Mhz | 0 | Proyecto Millicom Bolivia 3YPlan 2023 | NRM | Normandia | In Services | -17.8537 | -63.0921 | Urban | Santa Cruz de la Sierra | Andres Ibanez | Santa Cruz | 60 | Selfsupported | PBC6200 | - | 3 | 3 | 0 | 3 | 0 | 3 | 0 | 0 | 12 |  | 1 DUG 20 01-1 DUW 31 01-1 DUW 31 01-1 BB 5216 L | 3 RRUS 01 B5 G | 3 | 1 DUG 20 01 | 1 | RBS 6601 | 3 RRU 01 B5 W | 3 | 1 DUW 31 01 | 1 | RBS6601_SHARE | 3 RRUS 01 B2 W | 3 | 1 DUW 31 01 | 1 | RBS6601_SHARE | N/A | 0 | N/A | 0 | N/A | 3 Radio 4415B66A | 3 | 1 BB 5216 L | 1 | RBS 6601 | N/A | 0 | N/A | 0 | N/A | 0 | 0 | 0 | 0 | 0 | 12 | Batch 2 |  | #N/A | 2024 | GWL | 2024-07-11 | 28 | -Mod. 850 (1-2-3) ; Exp. LTE (AC) ; AAS FDD (EH) ; Sectorizar (DFGI) | 3 | 0 | 0 | 0 | 1 | 1 |  | 5 | 12 |  | 2 | 0 | 0 | 0 | 0 | 2 | 0 | 4 | Mod. 850 (1-2-3) ; Exp. LTE (AC) ; AAS FDD (EH) ; Sectorizar (DFGI) | DEFGHI | AC(1-2-3) | 1 | 1 | 1 | Baseband 6631 | Baseband 6651 | [12 empty] | INST : Mod. 850 / LTE 700 / Sectorize AWS&1900 / AAS FDD AWS&1900 / |  | MIC BO 3YPlan 2023_2BB_5R_4A | 2 | 1xBaseband 6631, 1xBaseband 6651, 3xRadio 2219 B5, 1xRadio 4478 B12A, 1xRadio AAS B25/B66, |  | 2xAntenna 2pL, 2xTwin Beam Antenna, | [41 empty] | 100 | 5 |  | 81 |  |  |  | #N/A | +591 71369827 | [8 empty] | 0 | 14 | [66 empty] | 1xBaseband 6631, 1xBaseband 6651, 3xRadio 2219 B5, 1xRadio 4478 B12A, 1xRadio AAS B25/B66, 2xAntenna 2pL, 2xTwin Beam Antenna, | EXISTING SITE 2G/3G 850/3G 1900/AWS/ L:DEFGHI-> INST : Mod. 850 / LTE 700 / Sectorize AWS&1900 / AAS FDD AWS&1900 / New :AC(1-2-3)
351 | RO 2021 - LTE Capacity H1_119 Sitios / | 0 | Proyecto Millicom Bolivia 3YPlan 2023 | NEV | Comercial Neval | In Services | -17.79 | -63.2029 | Urban | Santa Cruz de la Sierra | Andres Ibanez | Santa Cruz | 25 | Selfsupported | RBS6101 | - | 0 | 3 | 0 | 0 | 3 | 2 | 1 | 0 | 9 |  | 1 DUW 31 01-1 DUS 31 01 | N/A | 0 | N/A | 0 | N/A | 3 RRUS 01B5 W | 3 | 1 DUW 31 01 | 1 | RBS 6101 | N/A | 0 | N/A | 0 | N/A | 3 RRUS 11 B12 | 3 | 1 DUS 31 01 | 1 | RBS 6101 | 1 RRUS 11B4 ; 1 RRUS 32B4 | 2 | 0 DUS 31 01 | 0 | RBS 6101 | 1 R 4415 B2/B25 | 1 | 0 DUS 3101 | 0 | RBS 6101 | 0 | 0 | 0 | 0 | 0 | 9 | Batch 2 |  | #N/A | 2024 | WL | 2024-07-11 | 28 | -Mod. 850 (2) ; Exp. LTE (FG) ; MIMO4 LTE (D) ; AAS FDD (EH) ; | 1 | 0 | 1 | 1 | 0 | 1 |  | 4 | 9 |  | 0 | 0 | 2 | 0 | 0 | 0 | 0 | 2 | Mod. 850 (2) ; Exp. LTE (FG) ; MIMO4 LTE (D) ; AAS FDD (EH) ; | ABCDEH | FG(2) | 1 | 1 | 1 | Baseband 6631 | Baseband 6651 | [12 empty] | INST : Mod. 850 / LTE 1900 / LTE AWS / AAS FDD AWS&1900 / |  | MIC BO 3YPlan 2023_2BB_4R_2A | 7 | 1xBaseband 6631, 1xBaseband 6651, 1xRadio 2219 B5, 1xRadio 4415 B66A, 1xRadio 4499 44B2/25 44B66A, 1xRadio AAS B25/B66, |  | 2xAntenna 4pH, | [41 empty] | 50 | 4 |  | 42 |  |  |  | #N/A | +591 71369827 | [8 empty] | 0 | 14 | [66 empty] | 1xBaseband 6631, 1xBaseband 6651, 1xRadio 2219 B5, 1xRadio 4415 B66A, 1xRadio 4499 44B2/25 44B66A, 1xRadio AAS B25/B66, 2xAntenna 4pH, | EXISTING SITE 3G 850/LTE 700/AWS/LTE 1900/ L:ABCDEH-> INST : Mod. 850 / LTE 1900 / LTE AWS / AAS FDD AWS&1900 / New :FG(2)
175 | RO 2021 - LTE Capacity H2/0 | 0 | Proyecto Millicom Bolivia 3YPlan 2023 | RIO | La Rioja | In Services | -17.8053 | -63.1999 | Urban | Santa Cruz de la Sierra | Andres Ibanez | Santa Cruz | 60 | Selfsupported | PBC6200 | - | 3 | 3 | 0 | 0 | 0 | 3 | 2 | 0 | 11 |  | 1 DUG 20 01-1 DUW 31 01-1 BB 6630 L | 3 RRUS 12 B5 | 3 | 1 DUG 20 01 | 1 | RBS 6601_SHARE | 3 RRU 01 B5 | 3 | 1 DUW 31 01 | 1 | RBS 6601 | N/A | 0 | N/A | 0 | N/A | N/A | 0 | N/A | 0 | N/A | 3 RRUS 11 B4 | 3 | 1 BB 6630 L | 1 | RBS 6630 | 2 R 4415 B2/B25 | 2 | 0 BB 6630 L | 0 | RBS 6630 | 0 | 0 | 0 | 0 | 0 | 11 | Batch 2 |  | #N/A | 2024 | GWL | 2024-07-17 | 29 | -Mod. 850 (1-2-3) ; Exp. LTE (I) ; MIMO4 LTE (F) ; AAS FDD (DEGH) ; | 3 | 0 | 0 | 1 | 0 | 2 |  | 6 | 11 |  | 0 | 0 | 1 | 0 | 0 | 0 | 0 | 1 | Mod. 850 (1-2-3) ; Exp. LTE (I) ; MIMO4 LTE (F) ; AAS FDD (DEGH) ; | DEFGH | I(1-2-3) | 2 | 0 | 2 |  | Baseband 6651 | [12 empty] | INST : Mod. 850 / LTE 1900 / AAS FDD AWS&1900 / |  | MIC BO 3YPlan 2023_2BB_6R_1A | 20 | 2xBaseband 6651, 3xRadio 2219 B5, 1xRadio 4499 44B2/25 44B66A, 2xRadio AAS B25/B66, |  | 1xAntenna 4pH, | [41 empty] | 100 | 6 |  | 81 |  |  |  | #N/A | +591 71369827 | [8 empty] | 0 | 14 | [66 empty] | 2xBaseband 6651, 3xRadio 2219 B5, 1xRadio 4499 44B2/25 44B66A, 2xRadio AAS B25/B66, 1xAntenna 4pH, | EXISTING SITE 2G/3G 850/AWS/LTE 1900/ L:DEFGH-> INST : Mod. 850 / LTE 1900 / AAS FDD AWS&1900 / New :I(1-2-3)
332 | / LTE RO 2020 Capacity H2 - 1900Mhz | 0 | Proyecto Millicom Bolivia 3YPlan 2023 | TER2 | El Terrado II | In Services | -17.8144 | -63.092 | Urban | Santa Cruz de la Sierra | Andres Ibanez | Santa Cruz | 40 | Selfsupported | PBC6200 | - | 3 | 3 | 0 | 0 | 3 | 3 | 0 | 0 | 12 |  | 1 DUG 20 01-1 DUW 31 01-1 BB 6630 L | 3 RRUS 12 B5 G | 3 | 1 DUG 20 01 | 1 | RBS 6601_SHARE | 3 RRUS 01 B5 W | 3 | 1 DUW 31 01 | 1 | RBS 6601_SHARE | N/A | 0 | N/A | 0 | N/A | 3 RRUS 11 B12 | 3 | 0 BB 6630 L | 0 | RBS6630 | 2 RRUS 32 B4 ; 1 RRUS 11 B4 | 3 | 1 BB 6630 L | 1 | RBS6630 | 1 R 4415 B2/B25 | 0 | N/A | 0 | N/A | 0 | 0 | 0 | 0 | 0 | 12 | Batch 2 |  | #N/A | 2024 | GWL | 2024-07-17 | 29 | -Mod. 850 (1-2) ; MIMO4 LTE (F) ; AAS FDD (DG) ; | 2 | 0 | 1 | 0 | 0 | 1 |  | 4 | 12 |  | 0 | 0 | 1 | 0 | 0 | 0 | 0 | 1 | Mod. 850 (1-2) ; MIMO4 LTE (F) ; AAS FDD (DG) ; | ABCDEFGH | (1-2) | 1 | 0 | 1 |  | Baseband 6651 | [12 empty] | INST : Mod. 850 / AAS FDD AWS&1900 / |  | MIC BO 3YPlan 2023_1BB_4R_1A | 7 | 1xBaseband 6651, 2xRadio 2219 B5, 1xRadio 4415 B66A, 1xRadio AAS B25/B66, |  | 1xAntenna 4pH, | [41 empty] | 70 | 4 |  | 59 |  |  |  | #N/A | +591 75137341 | [8 empty] | 0 | 14 | [66 empty] | 1xBaseband 6651, 2xRadio 2219 B5, 1xRadio 4415 B66A, 1xRadio AAS B25/B66, 1xAntenna 4pH, | EXISTING SITE 2G/3G 850/LTE 700/AWS/ L:ABCDEFGH-> INST : Mod. 850 / AAS FDD AWS&1900 / New :(1-2)
336 | / LTE RO 2020 Capacity H2 - 1900Mhz | 0 | Proyecto Millicom Bolivia 3YPlan 2023 | TOU | Edif. Santa Cruz Tours | In Services | -17.7854 | -63.1816 | Urban | Santa Cruz de la Sierra | Andres Ibanez | Santa Cruz | 6 | Monopolo | RBS6101 | - | 3 | 3 | 0 | 3 | 0 | 3 | 0 | 0 | 12 |  | 1 DUG 20 01-1 DUW 31 01-1 DUW 31 01-1 DUS 31 02 | 3 RRU 01 B5 | 3 | 1 DUG 20 01 | 1 | RBS 6601 | 3 RRU 01 B5 | 3 | 1 DUW 31 01 | 1 | RBS 6601_SHARE | 3 RRUS 01 B2 W | 3 | 1 DUW 31 01 | 1 | RBS 6601_SHARE | N/A | 0 | N/A | 0 | N/A | 3 RRU 11 B4 | 3 | 1 DUS 31 02 | 1 | RBS6601_SHARE | N/A | 0 | N/A | 0 | N/A | 0 | 0 | 0 | 0 | 0 | 12 | Batch 2 |  | #N/A | 2024 | GWL | 2024-07-17 | 29 | -Mod. 850 (2-3) ; Exp. LTE (CG) ; MIMO4 LTE (DF) ; AAS FDD (EH) ; | 2 | 0 | 1 | 1 | 1 | 1 |  | 6 | 12 |  | 0 | 0 | 1 | 0 | 1 | 0 | 0 | 2 | Mod. 850 (2-3) ; Exp. LTE (CG) ; MIMO4 LTE (DF) ; AAS FDD (EH) ; | DEFHI | CG(2-3) | 2 | 1 | 1 | Baseband 6631 | Baseband 6651 | [12 empty] | INST : Mod. 850 / LTE 700 / LTE 1900 / AAS FDD AWS&1900 / |  | MIC BO 3YPlan 2023_2BB_6R_2A | 16 | 1xBaseband 6631, 1xBaseband 6651, 2xRadio 2219 B5, 1xRadio 4415 B66A, 1xRadio 4499 44B2/25 44B66A, 1xRadio 4478 B12A, 1xRadio AAS B25/B66, |  | 1xAntenna 4pH, 1xAntenna 4pL4pH , | [41 empty] | 30 | 6 |  | 21 |  |  |  | #N/A | +591 75137341 | [8 empty] | 0 | 14 | [66 empty] | 1xBaseband 6631, 1xBaseband 6651, 2xRadio 2219 B5, 1xRadio 4415 B66A, 1xRadio 4499 44B2/25 44B66A, 1xRadio 4478 B12A, 1xRadio AAS B25/B66, 1xAntenna 4pH, 1xAntenna 4pL4pH , | EXISTING SITE 2G/3G 850/3G 1900/AWS/ L:DEFHI-> INST : Mod. 850 / LTE 700 / LTE 1900 / AAS FDD AWS&1900 / New :CG(2-3)
466 | / LTE RO 2020 Capacity H2 - 1900Mhz/High Load Cells_Only F1 | 0 | Proyecto Millicom Bolivia 3YPlan 2023 | RCR | El Recreo | In Services | -17.881 | -63.0922 | Urban | Santa Cruz de la Sierra | Andres Ibanez | Santa Cruz | 40 | Selfsupported | RBS6101 | Enclosure 6150 | 0 | 0 | 3 | 0 | 3 | 3 | 3 | 0 | 12 |  | 1 BB 6630 GL-1 DUW 31 01 | 3 RRUS 01 B5 GW | 3 | 1 BB 6630 GL | 1 | RBS 6630 | 0 RRUS 01 B5 GW | 0 | 1 DUW 31 01 | 1 | RBS6101 | N/A | 0 | N/A | 0 | N/A | 3 RRUS 11 B12 | 3 | 0 BB 6630 GL | 0 | RBS 6630 | 2 RRUS 32 B4 ; 1 R 4415 B66A | 3 | 0 BB 6630 GL | 0 | RBS 6630 | 3 R 4415 B2/B25 | 3 | 0 BB 6630 GL | 0 | RBS 6630 | 0 | 0 | 0 | 0 | 0 | 12 | Batch 2 |  | #N/A | 2024 | GWL | 2024-07-17 | 29 | -Mod. 850 (1-2-3) ; AAS FDD (DFGI) ; Sectorizar (EH) | 3 | 0 | 0 | 0 | 0 | 2 |  | 5 | 12 |  | 0 | 0 | 0 | 0 | 0 | 1 | 0 | 1 | Mod. 850 (1-2-3) ; AAS FDD (DFGI) ; Sectorizar (EH) | ABCDEFGHI | (1-2-3) | 16 | 0 | 2 |  | Baseband 6651 | [12 empty] | INST : Mod. 850 / Sectorize AWS&1900 / AAS FDD AWS&1900 / |  | MIC BO 3YPlan 2023_2BB_5R_1A | 14 | 2xBaseband 6651, 3xRadio 2219 B5, 2xRadio AAS B25/B66, |  | 1xTwin Beam Antenna, | [41 empty] | 70 | 5 |  | 59 |  |  |  | #N/A | +591 71369827 | [8 empty] | 0 | 14 | [66 empty] | 2xBaseband 6651, 3xRadio 2219 B5, 2xRadio AAS B25/B66, 1xTwin Beam Antenna, | EXISTING SITE MIXMODE 850/LTE 700/AWS/LTE 1900/ L:ABCDEFGHI-> INST : Mod. 850 / Sectorize AWS&1900 / AAS FDD AWS&1900 / New :(1-2-3)
467 | RO 2021 - LTE Capacity H1_119 Sitios / | 0 | Proyecto Millicom Bolivia 3YPlan 2023 | RTO | El Retono | In Services | -17.7169 | -63.143 | Urban | Santa Cruz de la Sierra | Andres Ibanez | Santa Cruz | 40 | Selfsupported | PBC6200 | - | 3 | 3 | 0 | 0 | 3 | 3 | 3 | 0 | 15 |  | 1 BB 6630 GL-1 DUW 31 01 | 3 RRUS 12 B5 G | 3 | 1 BB 6630 GL | 1 | RBS 6601_SHARE | 3 RRUS 01 B5 W | 3 | 1 DUW 31 01 | 1 | RBS 6601_SHARE | N/A | 0 | N/A | 0 | N/A | 3 RRUS 11 B12 | 3 | 0 BB 6630 GL | 0 | RBS6601_SHARE | 3 RRU 11 B4 | 3 | 0 BB 6630 GL | 0 | RBS6601_SHARE | 3 R 4415 B2/B25 | 3 | 0 BB 6630 GL | 0 | RBS 6630 | 0 | 0 | 0 | 0 | 0 | 15 | Batch 2 |  | #N/A | 2024 | GWL | 2024-07-17 | 29 | -Mod. 850 (1-2-3) ; AAS FDD (DG) ; Sectorizar (EFHI) | 3 | 0 | 2 | 0 | 0 | 1 |  | 6 | 15 |  | 0 | 0 | 0 | 0 | 0 | 2 | 0 | 2 | Mod. 850 (1-2-3) ; AAS FDD (DG) ; Sectorizar (EFHI) | ABCDEFGHI | (1-2-3) | 9 | 0 | 1 |  | Baseband 6651 | [12 empty] | INST : Mod. 850 / Sectorize AWS&1900 / AAS FDD AWS&1900 / |  | MIC BO 3YPlan 2023_1BB_6R_2A | 11 | 1xBaseband 6651, 3xRadio 2219 B5, 2xRadio 4415 B66A, 1xRadio AAS B25/B66, |  | 2xTwin Beam Antenna, | [41 empty] | 70 | 6 |  | 59 |  |  |  | #N/A | +591 71369827 | [8 empty] | 0 | 14 | [66 empty] | 1xBaseband 6651, 3xRadio 2219 B5, 2xRadio 4415 B66A, 1xRadio AAS B25/B66, 2xTwin Beam Antenna, | EXISTING SITE 2G/3G 850/LTE 700/AWS/LTE 1900/ L:ABCDEFGHI-> INST : Mod. 850 / Sectorize AWS&1900 / AAS FDD AWS&1900 / New :(1-2-3)
474 | / LTE RO 2020 Capacity H1 - 1900Mhz | 0 | Proyecto Millicom Bolivia 3YPlan 2023 | TOR2 | El Torno II | In Services | -17.9942 | -63.3835 | Rural | El Torno | Andres Ibanez | Santa Cruz | 8 | Monopolo | RBS6101 | - | 0 | 0 | 3 | 0 | 3 | 3 | 3 | 0 | 12 |  | 1 DUG 20 01-1 DUW 31 01-1 DUS 31 02 | 3 RRU 01 B5 GW | 3 | 1 DUG 20 01 | 1 | RBS 6601_SHARE | 0 RRU 01 B5 GW | 0 | 1 DUW 31 01 | 1 | RBS 6601 | N/A | 0 | N/A | 0 | N/A | 3 RRUS 11 B12 | 3 | 1 DUS 31 02 | 1 | RBS6601_SHARE | 3 Radio 4415B66A | 3 | 0 DUS 31 02 | 0 | RBS6601_SHARE | 3 R 2217B2 | 3 | 0 DUS 31 02 | 0 | RBS6601_SHARE | 0 | 0 | 0 | 0 | 0 | 12 | Batch 2 |  | #N/A | 2024 | GWL | 2024-07-17 | 29 | -Mod. 850 (1-2-3) ; AAS FDD (DG) ; Sectorizar (EH) | 3 | 1 | 0 | 0 | 0 | 1 |  | 5 | 12 |  | 0 | 0 | 0 | 0 | 0 | 1 | 0 | 1 | Mod. 850 (1-2-3) ; AAS FDD (DG) ; Sectorizar (EH) | ABCDEFGHI | (1-2-3) | 1 | 1 | 1 | Baseband 6631 | Baseband 6651 | [12 empty] | INST : Mod. 850 / Sectorize AWS&1900 / AAS FDD AWS&1900 / |  | MIC BO 3YPlan 2023_2BB_5R_1A | 14 | 1xBaseband 6631, 1xBaseband 6651, 3xRadio 2219 B5, 1xRadio 4415 B2/25, 1xRadio AAS B25/B66, |  | 1xTwin Beam Antenna, | [41 empty] | 30 | 5 |  | 23 |  |  |  | #N/A | +591 75137341 | [8 empty] | 0 | 14 | [66 empty] | 1xBaseband 6631, 1xBaseband 6651, 3xRadio 2219 B5, 1xRadio 4415 B2/25, 1xRadio AAS B25/B66, 1xTwin Beam Antenna, | EXISTING SITE MIXMODE 850/LTE 700/AWS/LTE 1900/ L:ABCDEFGHI-> INST : Mod. 850 / Sectorize AWS&1900 / AAS FDD AWS&1900 / New :(1-2-3)
481 | / LTE RO 2020 Capacity H1 - 1900Mhz/High Load Cells_Only F1 | 0 | Proyecto Millicom Bolivia 3YPlan 2023 | TRA | La Tranca | In Services | -17.8534 | -63.2547 | Urban | La Guardia | Andres Ibanez | Santa Cruz | 60 | Selfsupported | RBS6101 | - | 3 | 3 | 0 | 0 | 3 | 3 | 3 | 0 | 15 |  | 1 DUG 20 01-1 DUW 31 01-1 DUS 31 01 | 3 RRUS 12 B5 G | 3 | 1 DUG 20 01 | 1 | RBS 6601_SHARE | 3 RRUS 01 B5 W | 3 | 1 DUW 31 01 | 1 | RBS 6601 | N/A | 0 | N/A | 0 | N/A | 3 RRUS 11 B12 | 3 | 1 DUS 31 01 | 1 | RBS6601_SHARE | 3 RRUS 11 B4 | 3 | 0 DUS 31 01 | 0 | RBS6601_SHARE | 3 R 2217B2 | 3 | 0 DUS 31 01 | 0 | RBS6601_SHARE | 0 | 0 | 0 | 0 | 0 | 15 | Batch 2 |  | #N/A | 2024 | GWL | 2024-07-17 | 29 | -Mod. 850 (1-2-3) ; AAS FDD (DG) ; Sectorizar (EFHI) | 3 | 1 | 0 | 1 | 0 | 1 |  | 6 | 15 |  | 0 | 0 | 0 | 0 | 0 | 2 | 0 | 2 | Mod. 850 (1-2-3) ; AAS FDD (DG) ; Sectorizar (EFHI) | ABCDEFGHI | (1-2-3) | 9 | 1 | 1 | Baseband 6631 | Baseband 6651 | [12 empty] | INST : Mod. 850 / Sectorize AWS&1900 / AAS FDD AWS&1900 / |  | MIC BO 3YPlan 2023_2BB_6R_2A | 16 | 1xBaseband 6631, 1xBaseband 6651, 3xRadio 2219 B5, 1xRadio 4415 B2/25, 1xRadio 4499 44B2/25 44B66A, 1xRadio AAS B25/B66, |  | 2xTwin Beam Antenna, | [41 empty] | 100 | 6 |  | 81 |  |  |  | #N/A | +591 75137341 | [8 empty] | 0 | 14 | [66 empty] | 1xBaseband 6631, 1xBaseband 6651, 3xRadio 2219 B5, 1xRadio 4415 B2/25, 1xRadio 4499 44B2/25 44B66A, 1xRadio AAS B25/B66, 2xTwin Beam Antenna, | EXISTING SITE 2G/3G 850/LTE 700/AWS/LTE 1900/ L:ABCDEFGHI-> INST : Mod. 850 / Sectorize AWS&1900 / AAS FDD AWS&1900 / New :(1-2-3)
484 | RO 2021 - LTE Capacity H2/ / LTE RO 2020 Capacity H2 - 1900Mhz | 0 | Proyecto Millicom Bolivia 3YPlan 2023 | TER | El Terrado | In Services | -17.7943 | -63.1041 | Urban | Santa Cruz de la Sierra | Andres Ibanez | Santa Cruz | 40 | Selfsupported | PBC6200 | - | 3 | 3 | 0 | 0 | 3 | 3 | 1 | 0 | 13 |  | 1 BB 6630 G-1 DUW 31 01-1 BB 6630 L | 3 RRUS 12 B5 | 3 | 1 BB 6630 G | 1 | RBS 6601_SHARE | 3 RRU 01 B5 | 3 | 1 DUW 31 01 | 1 | RBS 6601 | N/A | 0 | N/A | 0 | N/A | 3 RRUS 11 B12 | 3 | 0 BB 6630 L | 0 | RBS6630 | 3 RRUS 11 B4 | 3 | 1 BB 6630 L | 1 | RBS6630 | 2 R 4415 B2/B25 | 1 | 0 BB 6630 L | 0 | RBS6630 | 0 | 0 | 0 | 0 | 0 | 13 | Batch 2 |  | #N/A | 2024 | GWL | 2024-07-17 | 29 | -Mod. 850 (1-2-3) ; Exp. LTE (I) ; MIMO4 LTE (F) ; AAS FDD (DG) ; Sectorizar (EH) | 3 | 0 | 1 | 1 | 0 | 1 |  | 6 | 13 |  | 0 | 0 | 1 | 0 | 0 | 1 | 0 | 2 | Mod. 850 (1-2-3) ; Exp. LTE (I) ; MIMO4 LTE (F) ; AAS FDD (DG) ; Sectorizar (EH) | ABCDEFGH | I(1-2-3) | 3 | 0 | 1 |  | Baseband 6651 | [12 empty] | INST : Mod. 850 / LTE 1900 / Sectorize AWS&1900 / AAS FDD AWS&1900 / |  | MIC BO 3YPlan 2023_1BB_6R_2A | 11 | 1xBaseband 6651, 3xRadio 2219 B5, 1xRadio 4415 B66A, 1xRadio 4499 44B2/25 44B66A, 1xRadio AAS B25/B66, |  | 1xAntenna 4pH, 1xTwin Beam Antenna, | [41 empty] | 70 | 6 |  | 59 |  |  |  | #N/A | +591 75137341 | [8 empty] | 0 | 14 | [66 empty] | 1xBaseband 6651, 3xRadio 2219 B5, 1xRadio 4415 B66A, 1xRadio 4499 44B2/25 44B66A, 1xRadio AAS B25/B66, 1xAntenna 4pH, 1xTwin Beam Antenna, | EXISTING SITE 2G/3G 850/LTE 700/AWS/LTE 1900/ L:ABCDEFGH-> INST : Mod. 850 / LTE 1900 / Sectorize AWS&1900 / AAS FDD AWS&1900 / New :I(1-2-3)
521 | / LTE RO 2020 Capacity H1 - 1900Mhz | 0 | Proyecto Millicom Bolivia 3YPlan 2023 | REF | Refineria | In Services | -17.866 | -63.1881 | Urban | Santa Cruz de la Sierra | Andres Ibanez | Santa Cruz | 45 | Selfsupported | PBC6200 | - | 3 | 3 | 0 | 0 | 3 | 3 | 3 | 0 | 15 |  | 1 DUG 20 01-1 DUW 31 01-1 DUS 31 02 | 3 RRUS 12 B5 G | 3 | 1 DUG 20 01 | 1 | RBS 6601_SHARE | 3 RRUS 01 B5 W | 3 | 1 DUW 31 01 | 1 | RBS6601 | N/A | 0 | N/A | 0 | N/A | 3 RRUS 11 B12 | 3 | 1 DUS 31 02 | 1 | RBS6601_SHARE | 3 RRU 11 B4 | 3 | 0 DUS 31 02 | 0 | RBS6601_SHARE | 3 R 2217B2 | 3 | 0 DUS 31 02 | 0 | RBS6601_SHARE | 0 | 0 | 0 | 0 | 0 | 15 | 0 |  | #N/A | 2025 | GWL | 2024-07-17 | 29 | -Mod. 850 (1-2-3) ; AAS FDD (EFHI) ; Sectorizar (DG) | 3 | 0 | 0 | 1 | 0 | 2 |  | 6 | 15 |  | 0 | 0 | 0 | 0 | 0 | 1 | 0 | 1 | Mod. 850 (1-2-3) ; AAS FDD (EFHI) ; Sectorizar (DG) | ABCDEFGHI | (1-2-3) | 10 | 1 | 2 | Baseband 6631 | Baseband 6651 | [12 empty] | INST : Mod. 850 / Sectorize AWS&1900 / AAS FDD AWS&1900 / |  | MIC BO 3YPlan 2023_3BB_6R_1A | 19 | 1xBaseband 6631, 2xBaseband 6651, 3xRadio 2219 B5, 1xRadio 4499 44B2/25 44B66A, 2xRadio AAS B25/B66, |  | 1xTwin Beam Antenna, | [41 empty] | 70 | 6 |  | 64 |  |  |  | #N/A | +591 71369827 | [8 empty] | 0 | 14 | [66 empty] | 1xBaseband 6631, 2xBaseband 6651, 3xRadio 2219 B5, 1xRadio 4499 44B2/25 44B66A, 2xRadio AAS B25/B66, 1xTwin Beam Antenna, | EXISTING SITE 2G/3G 850/LTE 700/AWS/LTE 1900/ L:ABCDEFGHI-> INST : Mod. 850 / Sectorize AWS&1900 / AAS FDD AWS&1900 / New :(1-2-3)
173 | 0 | 0 | Proyecto Millicom Bolivia 3YPlan 2023 | ULM | Urb. La Madre | In Services | -17.352 | -63.2399 | Urban | Montero | Obispo Santisteban | Santa Cruz | 40 | Selfsupported | Enclosure 6150 | - | 3 | 3 | 0 | 0 | 0 | 3 | 3 | 0 | 12 |  | 1 DUG 20 01-1 DUW 31 01-1 DUS 31 02 | 3 RRU 01 B5 | 3 | 1 DUG 20 01 | 1 | RBS 6601_SHARE | 3 RRU 01 B5 | 3 | 1 DUW 31 01 | 1 | RBS6601 | N/A | 0 | N/A | 0 | N/A | N/A | 0 | N/A | 0 | N/A | 3 RRUS 32 B4 | 3 | 1 DUS 31 02 | 1 | RBS6601_SHARE | 3 R 2217B2 | 3 | 0 DUS 3101 | 0 | RBS 6601 | 0 | 0 | 0 | 0 | 0 | 12 | Batch 2 |  | #N/A | 2024 | GWL | 2024-07-22 | 30 | -Mod. 850 (1-2-3) ; Exp. LTE (C) ; AAS FDD (EH) ; Sectorizar (DFGI) | 3 | 2 | 0 | 0 | 1 | 1 |  | 7 | 12 |  | 1 | 0 | 0 | 0 | 0 | 2 | 0 | 3 | Mod. 850 (1-2-3) ; Exp. LTE (C) ; AAS FDD (EH) ; Sectorizar (DFGI) | DEFGHI | C(1-2-3) | 1 | 1 | 1 | Baseband 6631 | Baseband 6651 | [12 empty] | INST : Mod. 850 / LTE 700 / Sectorize AWS&1900 / AAS FDD AWS&1900 / |  | MIC BO 3YPlan 2023_2BB_7R_3A | 3 | 1xBaseband 6631, 1xBaseband 6651, 3xRadio 2219 B5, 2xRadio 4415 B2/25, 1xRadio 4478 B12A, 1xRadio AAS B25/B66, |  | 1xAntenna 2pL, 2xTwin Beam Antenna, | [41 empty] | 70 | 7 |  | 59 |  |  |  | #N/A | +591 71369827 | [8 empty] | 0 | 14 | [66 empty] | 1xBaseband 6631, 1xBaseband 6651, 3xRadio 2219 B5, 2xRadio 4415 B2/25, 1xRadio 4478 B12A, 1xRadio AAS B25/B66, 1xAntenna 2pL, 2xTwin Beam Antenna, | EXISTING SITE 2G/3G 850/AWS/LTE 1900/ L:DEFGHI-> INST : Mod. 850 / LTE 700 / Sectorize AWS&1900 / AAS FDD AWS&1900 / New :C(1-2-3)
188 | / LTE RO 2020 Capacity H2 - 1900Mhz | 0 | Proyecto Millicom Bolivia 3YPlan 2023 | VO2 | Villa Olimpica II | In Services | -17.8336 | -63.1861 | Urban | Santa Cruz de la Sierra | Andres Ibanez | Santa Cruz | 25 | Selfsupported | RBS6101 | - | 3 | 3 | 0 | 3 | 0 | 3 | 0 | 0 | 12 |  | 1 DUG 20 01-1 DUW4101-1 DUW 31 01-1 DUS 31 02 | 3 RRU 01 B5 | 3 | 1 DUG 20 01 | 1 | RBS6101 | 3 RRUS01B5 W | 3 | 1 DUW4101 | 1 | RBS 6101 | 3 RRUS 01 B2 W | 3 | 1 DUW 31 01 | 1 | RBS 6101 | N/A | 0 | N/A | 0 | N/A | 3 RRU 11 B4 | 3 | 1 DUS 31 02 | 1 | RBS6101 | N/A | 0 | N/A | 0 | N/A | 0 | 0 | 0 | 0 | 0 | 12 | Batch 2 |  | #N/A | 2024 | GWL | 2024-07-22 | 30 | -Mod. 850 (1-2-3) ; AAS FDD (DEGH) ; Sectorizar (FI) | 3 | 0 | 1 | 0 | 0 | 2 |  | 6 | 12 |  | 0 | 0 | 0 | 0 | 0 | 1 | 0 | 1 | Mod. 850 (1-2-3) ; AAS FDD (DEGH) ; Sectorizar (FI) | DEFGHI | (1-2-3) | 8 | 1 | 2 | Baseband 6631 | Baseband 6651 | [12 empty] | INST : Mod. 850 / Sectorize AWS&1900 / AAS FDD AWS&1900 / |  | MIC BO 3YPlan 2023_3BB_6R_1A | 19 | 1xBaseband 6631, 2xBaseband 6651, 3xRadio 2219 B5, 1xRadio 4415 B66A, 2xRadio AAS B25/B66, |  | 1xTwin Beam Antenna, | [41 empty] | 50 | 6 |  | 42 |  |  |  | #N/A | +591 75137341 | [8 empty] | 0 | 14 | [66 empty] | 1xBaseband 6631, 2xBaseband 6651, 3xRadio 2219 B5, 1xRadio 4415 B66A, 2xRadio AAS B25/B66, 1xTwin Beam Antenna, | EXISTING SITE 2G/3G 850/3G 1900/AWS/ L:DEFGHI-> INST : Mod. 850 / Sectorize AWS&1900 / AAS FDD AWS&1900 / New :(1-2-3)
210 | RO 2018 - LTE Capacity | RO 2022 Capacity H2 | Proyecto Millicom Bolivia 3YPlan 2023 | UGP | Urb. Gran Paititi | In Services | -17.5391 | -63.1684 | Urban | Warnes | Warnes | Santa Cruz | 25 | Selfsupported | RBS6101 | - | 3 | 3 | 0 | 0 | 3 | 1 | 3 | 0 | 13 |  | 1 DUG 20 01-1 DUW 31 01-1 BB 6630 L | 3 RRUS 01 B5 G | 3 | 1 DUG 20 01 | 1 | RBS 6601_SHARE | 3 RRU 01 B5 W | 3 | 1 DUW 31 01 | 1 | RBS6601_SHARE | N/A | 0 | N/A | 0 | N/A | 3 RRUS 11 B12 | 3 | 1 BB 6630 L | 1 | RBS6601 | 1 RRUS 32 B4 | 1 | 0 BB 6630 L | 0 | RBS 6601 | 3 R 4415 B2/B25 | 3 | 0 BB 6630 L | 0 | RBS 6601 | 0 | 0 | 0 | 0 | 0 | 13 | Batch 2 |  | #N/A | 2024 | GWL | 2024-07-22 | 30 | -Mod. 850 (3) ; Exp. LTE (DE) ; MIMO4 LTE (GH) ; AAS FDD (FI) ; | 1 | 0 | 2 | 0 | 0 | 1 |  | 4 | 13 |  | 0 | 0 | 2 | 0 | 0 | 0 | 0 | 2 | Mod. 850 (3) ; Exp. LTE (DE) ; MIMO4 LTE (GH) ; AAS FDD (FI) ; | ABCFGHI | DE(3) | 1 | 1 | 1 | Baseband 6631 | Baseband 6651 | [12 empty] | INST : Mod. 850 / LTE AWS / AAS FDD AWS&1900 / |  | MIC BO 3YPlan 2023_2BB_4R_2A | 7 | 1xBaseband 6631, 1xBaseband 6651, 1xRadio 2219 B5, 2xRadio 4415 B66A, 1xRadio AAS B25/B66, |  | 2xAntenna 4pH, | [41 empty] | 50 | 4 |  | 42 |  |  |  | #N/A | +591 71369827 | [8 empty] | 0 | 14 | [66 empty] | 1xBaseband 6631, 1xBaseband 6651, 1xRadio 2219 B5, 2xRadio 4415 B66A, 1xRadio AAS B25/B66, 2xAntenna 4pH, | EXISTING SITE 2G/3G 850/LTE 700/AWS/LTE 1900/ L:ABCFGHI-> INST : Mod. 850 / LTE AWS / AAS FDD AWS&1900 / New :DE(3)
227 | / LTE RO 2020 Capacity H2 - 1900Mhz | 0 | Proyecto Millicom Bolivia 3YPlan 2023 | URB | Urbari | In Services | -17.7967 | -63.1967 | Urban | Santa Cruz de la Sierra | Andres Ibanez | Santa Cruz | 35 | Guyed | PBC6200 | - | 3 | 3 | 0 | 3 | 0 | 3 | 0 | 0 | 12 |  | 1 DUG 20 01-1 DUW 31 01-1 DUW 31 01-1 DUS 31 02 | 3 RRUS 12 B5 G | 3 | 1 DUG 20 01 | 1 | RBS 6601_SHARE | 3 RRUS 01 B5 W | 3 | 1 DUW 31 01 | 1 | RBS6601_SHARE | 3 RRUS 01 B2 W | 3 | 1 DUW 31 01 | 1 | RBS6601_SHARE | N/A | 0 | N/A | 0 | N/A | 3 RRU 11 B4 | 3 | 1 DUS 31 02 | 1 | RBS6601_SHARE | N/A | 0 | N/A | 0 | N/A | 0 | 0 | 0 | 0 | 0 | 12 | Batch 2 |  | #N/A | 2024 | GWL | 2024-07-22 | 30 | -Mod. 850 (1-2-3) ; Exp. LTE (I) ; MIMO4 LTE (F) ; AAS FDD (DG) ; Sectorizar (EH) | 3 | 0 | 1 | 1 | 0 | 1 |  | 6 | 12 |  | 0 | 0 | 1 | 0 | 0 | 1 | 0 | 2 | Mod. 850 (1-2-3) ; Exp. LTE (I) ; MIMO4 LTE (F) ; AAS FDD (DG) ; Sectorizar (EH) | DEFGH | I(1-2-3) | 3 | 1 | 1 | Baseband 6631 | Baseband 6651 | [12 empty] | INST : Mod. 850 / LTE 1900 / Sectorize AWS&1900 / AAS FDD AWS&1900 / |  | MIC BO 3YPlan 2023_2BB_6R_2A | 16 | 1xBaseband 6631, 1xBaseband 6651, 3xRadio 2219 B5, 1xRadio 4415 B66A, 1xRadio 4499 44B2/25 44B66A, 1xRadio AAS B25/B66, |  | 1xAntenna 4pH, 1xTwin Beam Antenna, | [41 empty] | 70 | 6 |  | 53 |  |  |  | #N/A | +591 71369827 | [8 empty] | 0 | 14 | [66 empty] | 1xBaseband 6631, 1xBaseband 6651, 3xRadio 2219 B5, 1xRadio 4415 B66A, 1xRadio 4499 44B2/25 44B66A, 1xRadio AAS B25/B66, 1xAntenna 4pH, 1xTwin Beam Antenna, | EXISTING SITE 2G/3G 850/3G 1900/AWS/ L:DEFGH-> INST : Mod. 850 / LTE 1900 / Sectorize AWS&1900 / AAS FDD AWS&1900 / New :I(1-2-3)
295 | / LTE RO 2020 Capacity H2 - 1900Mhz | 0 | Proyecto Millicom Bolivia 3YPlan 2023 | UCT | Urb. Cotoca | In Services | -17.7573 | -63.0938 | Urban | Santa Cruz de la Sierra | Andres Ibanez | Santa Cruz | 40 | Selfsupported | RBS6101 | RBS6101 | 3 | 3 | 0 | 3 | 3 | 3 | 0 | 0 | 15 |  | 1 DUG 20 01-1 DUW3101-1 DUW 31 01-1 DUS 31 01 | 3 RRUS 01 B5 G | 3 | 1 DUG 20 01 | 1 | RBS 6101 | 3 RRU 01 B5 W | 3 | 1 DUW3101 | 1 | RBS 6101 | 3 RRUS 01 B2 W | 3 | 1 DUW 31 01 | 1 | RBS 6101 | 3 RRUS 11 B12 | 3 | 1 DUS 31 01 | 1 | RBS6101 | 3 RRU 11 B4 | 3 | 0 DUS 31 02 | 0 | RBS6101 | N/A | 0 | N/A | 0 | N/A | 0 | 0 | 0 | 0 | 0 | 15 | Batch 2 |  | #N/A | 2024 | GWL | 2024-07-22 | 30 | -Mod. 850 (1-2-3) ; AAS FDD (FI) ; Sectorizar (DEGH) | 3 | 0 | 2 | 0 | 0 | 1 |  | 6 | 15 |  | 0 | 0 | 0 | 0 | 0 | 2 | 0 | 2 | Mod. 850 (1-2-3) ; AAS FDD (FI) ; Sectorizar (DEGH) | ABCDEFGHI | (1-2-3) | 6 | 1 | 1 | Baseband 6631 | Baseband 6651 | [12 empty] | INST : Mod. 850 / Sectorize AWS&1900 / AAS FDD AWS&1900 / |  | MIC BO 3YPlan 2023_2BB_6R_2A | 16 | 1xBaseband 6631, 1xBaseband 6651, 3xRadio 2219 B5, 2xRadio 4415 B66A, 1xRadio AAS B25/B66, |  | 2xTwin Beam Antenna, | [41 empty] | 70 | 6 |  | 59 |  |  |  | #N/A | +591 71369827 | [8 empty] | 0 | 14 | [66 empty] | 1xBaseband 6631, 1xBaseband 6651, 3xRadio 2219 B5, 2xRadio 4415 B66A, 1xRadio AAS B25/B66, 2xTwin Beam Antenna, | EXISTING SITE 2G/3G 850/3G 1900/LTE 700/AWS/ L:ABCDEFGHI-> INST : Mod. 850 / Sectorize AWS&1900 / AAS FDD AWS&1900 / New :(1-2-3)
307 | 0 | RO 2022 Capacity H2 | Proyecto Millicom Bolivia 3YPlan 2023 | VEL | San Miguel de Velasco | In Services | -16.7044 | -60.9719 | Rural | San Miguel de Velasco | Velasco | Santa Cruz | 72 | Guyed | PBC6200 | - | 3 | 3 | 0 | 0 | 3 | 1 | 0 | 2 | 12 |  | 1 DUG 20 01-1 DUW 31 01-1 BB 5212 L | 3 RRUS 12 B5 G | 3 | 1 DUG 20 01 | 1 | RBS 6601_SHARE | 3 RRUS 01 B5 W | 3 | 1 DUW 31 01 | 1 | RBS 6601 | N/A | 0 | N/A | 0 | N/A | 3 RRUS 11 B12 | 3 | 1 BB 5212 L | 1 | RBS6601_SHARE | 1 RRU 11 B4 | 1 | 0 BB 5212 L | 0 | RBS6601_SHARE | N/A | 0 | N/A | 0 | N/A | 2 R 4499 B2B25B66A | 2 | 0 BB 5212 L | 0 | RBS6601_SHARE | 12 | Batch 2 |  | #N/A | 2024 | GWL | 2024-07-22 | 30 | -Mod. 850 (1-3) ; AAS FDD (DG) ; | 2 | 0 | 0 | 0 | 0 | 1 |  | 3 | 12 |  | 0 | 0 | 0 | 0 | 0 | 0 | 0 | 0 | Mod. 850 (1-3) ; AAS FDD (DG) ; | ABCDFGI | (1-3) | 2 | 1 | 1 | Baseband 6631 | Baseband 6651 | [12 empty] | INST : Mod. 850 / AAS FDD AWS&1900 / |  | MIC BO 3YPlan 2023_2BB_3R | 6 | 1xBaseband 6631, 1xBaseband 6651, 2xRadio 2219 B5, 1xRadio AAS B25/B66, | [43 empty] | 100 | 3 |  | 95 |  |  |  | #N/A | +591 75137341 | [8 empty] | 0 | 14 | [66 empty] | 1xBaseband 6631, 1xBaseband 6651, 2xRadio 2219 B5, 1xRadio AAS B25/B66, | EXISTING SITE 2G/3G 850/LTE 700/AWS/LTE AWS&1900/ L:ABCDFGI-> INST : Mod. 850 / AAS FDD AWS&1900 / New :(1-3)
358 | / LTE RO 2020 Capacity H2 - 1900Mhz | 0 | Proyecto Millicom Bolivia 3YPlan 2023 | VLR | Villa Lourdes | In Services | -17.8333 | -63.1608 | Urban | Santa Cruz de la Sierra | Andres Ibanez | Santa Cruz | 25 | Selfsupported | RBS6101 | - | 3 | 3 | 0 | 0 | 0 | 3 | 2 | 0 | 11 |  | 1 DUG 20 01-1 DUW3101-1 BB 6630 L | 3 RRUS 12 B5 G | 3 | 1 DUG 20 01 | 1 | RBS6601_SHARE | 3 RRUS 01 B5 W | 3 | 1 DUW3101 | 1 | RBS 6601 | N/A | 0 | N/A | 0 | N/A | N/A | 0 | N/A | 0 | N/A | 3 RRU 11 B4 | 3 | 1 BB 6630 L | 1 | RBS6101 | 2 R 4415 B2/B25 | 2 | 0 BB 6630 L | 0 | RBS 6630 | 0 | 0 | 0 | 0 | 0 | 11 | Batch 2 |  | #N/A | 2024 | GWL | 2024-07-22 | 30 | -Mod. 850 (1-2) ; Exp. LTE (AI) ; MIMO4 LTE (F) ; AAS FDD (EH) ; Sectorizar (DG) | 2 | 0 | 1 | 1 | 1 | 1 |  | 6 | 11 |  | 1 | 0 | 1 | 0 | 0 | 1 | 0 | 3 | Mod. 850 (1-2) ; Exp. LTE (AI) ; MIMO4 LTE (F) ; AAS FDD (EH) ; Sectorizar (DG) | DEFGH | AI(1-2) | 1 | 0 | 1 |  | Baseband 6651 | [12 empty] | INST : Mod. 850 / LTE 700 / LTE 1900 / Sectorize AWS&1900 / AAS FDD AWS&1900 / |  | MIC BO 3YPlan 2023_1BB_6R_3A | 21 | 1xBaseband 6651, 2xRadio 2219 B5, 1xRadio 4415 B66A, 1xRadio 4499 44B2/25 44B66A, 1xRadio 4478 B12A, 1xRadio AAS B25/B66, |  | 1xAntenna 2pL, 1xAntenna 4pH, 1xTwin Beam Antenna, | [41 empty] | 50 | 6 |  | 42 |  |  |  | #N/A | +591 75137341 | [8 empty] | 0 | 14 | [66 empty] | 1xBaseband 6651, 2xRadio 2219 B5, 1xRadio 4415 B66A, 1xRadio 4499 44B2/25 44B66A, 1xRadio 4478 B12A, 1xRadio AAS B25/B66, 1xAntenna 2pL, 1xAntenna 4pH, 1xTwin Beam Antenna, | EXISTING SITE 2G/3G 850/AWS/LTE 1900/ L:DEFGH-> INST : Mod. 850 / LTE 700 / LTE 1900 / Sectorize AWS&1900 / AAS FDD AWS&1900 / New :AI(1-2)
392 | 0 | 0 | Proyecto Millicom Bolivia 3YPlan 2023 | VES | Villa Esperanza | In Services | -17.855 | -63.1737 | Urban | Santa Cruz de la Sierra | Andres Ibanez | Santa Cruz | 40 | Selfsupported | PBC6200 | - | 3 | 3 | 0 | 0 | 0 | 3 | 2 | 0 | 11 |  | 1 DUG 20 01-1 DUW4101-1 DUS 31 02 | 3 RRU 12 B5 | 3 | 1 DUG 20 01 | 1 | RBS6601_SHARE | 3 RRUS01B5 W | 3 | 1 DUW4101 | 1 | RBS 6601 | N/A | 0 | N/A | 0 | N/A | N/A | 0 | N/A | 0 | N/A | 3 RRU 11 B4 | 3 | 1 DUS 31 02 | 1 | RBS6601_SHARE | 2 R 4415 B2/B25 | 2 | 0 DUS 31 02 | 0 | RBS6601_SHARE | 0 | 0 | 0 | 0 | 0 | 11 | Batch 2 |  | #N/A | 2024 | GWL | 2024-07-22 | 30 | -Mod. 850 (1-3) ; Exp. LTE (CH) ; MIMO4 LTE (EF) ; AAS FDD (DG) ; | 2 | 0 | 1 | 1 | 1 | 1 |  | 6 | 11 |  | 0 | 1 | 1 | 0 | 0 | 0 | 0 | 2 | Mod. 850 (1-3) ; Exp. LTE (CH) ; MIMO4 LTE (EF) ; AAS FDD (DG) ; | DEFGI | CH(1-3) | 1 | 1 | 1 | Baseband 6631 | Baseband 6651 | [12 empty] | INST : Mod. 850 / LTE 700 / LTE 1900 / AAS FDD AWS&1900 / |  | MIC BO 3YPlan 2023_2BB_6R_2A | 16 | 1xBaseband 6631, 1xBaseband 6651, 2xRadio 2219 B5, 1xRadio 4415 B66A, 1xRadio 4499 44B2/25 44B66A, 1xRadio 4478 B12A, 1xRadio AAS B25/B66, |  | 1xAntenna 2pL4pH, 1xAntenna 4pH, | [41 empty] | 70 | 6 |  | 59 |  |  |  | #N/A | +591 75137341 | [8 empty] | 0 | 14 | [66 empty] | 1xBaseband 6631, 1xBaseband 6651, 2xRadio 2219 B5, 1xRadio 4415 B66A, 1xRadio 4499 44B2/25 44B66A, 1xRadio 4478 B12A, 1xRadio AAS B25/B66, 1xAntenna 2pL4pH, 1xAntenna 4pH, | EXISTING SITE 2G/3G 850/AWS/LTE 1900/ L:DEFGI-> INST : Mod. 850 / LTE 700 / LTE 1900 / AAS FDD AWS&1900 / New :CH(1-3)
412 | 0 | 0 | Proyecto Millicom Bolivia 3YPlan 2023 | VCO | Virgen de Cotoca | In Services | -17.7818 | -63.1565 | Urban | Santa Cruz de la Sierra | Andres Ibanez | Santa Cruz | 12 | Selfsupported | PU6210 | - | 3 | 3 | 0 | 0 | 0 | 3 | 1 | 0 | 10 |  | 1 DUG 20 01-1 DUW4101-1 BB 6630 L | 3 RRU 12 B5 | 3 | 1 DUG 20 01 | 1 | RBS6601_SHARE | 3 RRUS01B5 W | 3 | 1 DUW4101 | 1 | RBS 6601 | N/A | 0 | N/A | 0 | N/A | N/A | 0 | N/A | 0 | N/A | 3 RRU 11 B4 | 3 | 1 BB 6630 L | 1 | RBS6101 | 1 R 4415 B2/B25 | 1 | 0 BB 6630 L | 0 | RBS 6630 | 0 | 0 | 0 | 0 | 0 | 10 | Batch 2 |  | #N/A | 2024 | GWL | 2024-07-22 | 30 | -Mod. 850 (1-2-3) ; Exp. LTE (GI) ; MIMO4 LTE (DF) ; AAS FDD (EH) ; | 3 | 0 | 0 | 2 | 0 | 1 |  | 6 | 10 |  | 0 | 0 | 2 | 0 | 0 | 0 | 0 | 2 | Mod. 850 (1-2-3) ; Exp. LTE (GI) ; MIMO4 LTE (DF) ; AAS FDD (EH) ; | DEFH | GI(1-2-3) | 1 | 0 | 1 |  | Baseband 6651 | [12 empty] | INST : Mod. 850 / LTE 1900 / AAS FDD AWS&1900 / |  | MIC BO 3YPlan 2023_1BB_6R_2A | 11 | 1xBaseband 6651, 3xRadio 2219 B5, 2xRadio 4499 44B2/25 44B66A, 1xRadio AAS B25/B66, |  | 2xAntenna 4pH, | [41 empty] | 30 | 6 |  | 27 |  |  |  | #N/A | +591 75137341 | [8 empty] | 0 | 14 | [66 empty] | 1xBaseband 6651, 3xRadio 2219 B5, 2xRadio 4499 44B2/25 44B66A, 1xRadio AAS B25/B66, 2xAntenna 4pH, | EXISTING SITE 2G/3G 850/AWS/LTE 1900/ L:DEFH-> INST : Mod. 850 / LTE 1900 / AAS FDD AWS&1900 / New :GI(1-2-3)
176 | / LTE RO 2020 Capacity H2 - 1900Mhz | 0 | Proyecto Millicom Bolivia 3YPlan 2023 | VPI | Villa Pillin | In Services | -17.757 | -63.1559 | Urban | Santa Cruz de la Sierra | Andres Ibanez | Santa Cruz | 40 | Selfsupported | PBC6200 | - | 3 | 3 | 0 | 0 | 0 | 3 | 0 | 0 | 9 |  | 1 DUG 20 01-1 DUW3101-1 DUS 31 02 | 3 RRUS 12 B5 G | 3 | 1 DUG 20 01 | 1 | RBS6601_SHARE | 3 RRUS 01 B5 W | 3 | 1 DUW3101 | 1 | RBS 6601 | N/A | 0 | N/A | 0 | N/A | N/A | 0 | N/A | 0 | N/A | 3 RRU 11 B4 | 3 | 1 DUS 31 02 | 1 | RBS6601_SHARE | N/A | 0 | N/A | 0 | N/A | 0 | 0 | 0 | 0 | 0 | 9 | Batch 2 |  | #N/A | 2024 | GWL | 2024-07-25 | 30 | -Mod. 850 (1-3) ; Exp. LTE (H) ; MIMO4 LTE (E) ; AAS FDD (DFGI) ; | 2 | 0 | 0 | 1 | 0 | 2 |  | 5 | 9 |  | 0 | 0 | 1 | 0 | 0 | 0 | 0 | 1 | Mod. 850 (1-3) ; Exp. LTE (H) ; MIMO4 LTE (E) ; AAS FDD (DFGI) ; | DEFGI | H(1-3) | 4 | 1 | 2 | Baseband 6631 | Baseband 6651 | [12 empty] | INST : Mod. 850 / LTE 1900 / AAS FDD AWS&1900 / |  | MIC BO 3YPlan 2023_3BB_5R_1A | 6 | 1xBaseband 6631, 2xBaseband 6651, 2xRadio 2219 B5, 1xRadio 4499 44B2/25 44B66A, 2xRadio AAS B25/B66, |  | 1xAntenna 4pH, | [41 empty] | 70 | 5 |  | 59 |  |  |  | #N/A | +591 75137341 | [8 empty] | 0 | 14 | [66 empty] | 1xBaseband 6631, 2xBaseband 6651, 2xRadio 2219 B5, 1xRadio 4499 44B2/25 44B66A, 2xRadio AAS B25/B66, 1xAntenna 4pH, | EXISTING SITE 2G/3G 850/AWS/ L:DEFGI-> INST : Mod. 850 / LTE 1900 / AAS FDD AWS&1900 / New :H(1-3)
275 | / High Load Cells_Only F1 | 0 | Proyecto Millicom Bolivia 3YPlan 2023 | ZSS | Zona Senac Sucre | In Services | -19.0604 | -65.2689 | Urban | Sucre | Oropeza | Chuquisaca | 6 | Monopolo | Enclosure 6150 | - | 0 | 3 | 0 | 0 | 3 | 0 | 0 | 0 | 6 |  | 1 BB 5216 WL | N/A | 0 | N/A | 0 | N/A | 3 R 2219 B5 | 3 | 1 BB 5216 WL | 1 | RBS 6601 | N/A | 0 | N/A | 0 | N/A | 3 RRUS 11 B12 | 3 | 0 BB 5216 WL | 0 | RBS 6601 | N/A | 0 | N/A | 0 | N/A | N/A | 0 | N/A | 0 | N/A | 0 | 0 | 0 | 0 | 0 | 6 | Batch 1- Prio 2 |  | 3Y Plan 2024 - Bach 1 | 2024 | WL | 2024-07-25 | 30 | -Exp. LTE (DEF) ; | 0 | 0 | 3 | 0 | 0 | 0 |  | 3 | 6 |  | 0 | 0 | 3 | 0 | 0 | 0 | 0 | 3 | Exp. LTE (DEF) ; | ABC | DEF | 28 | 1 | 0 | Baseband 6631 | [13 empty] | INST : LTE AWS / |  | MIC BO 3YPlan 2023_1BB_3R_3A | 30 | 1xBaseband 6631, 3xRadio 4415 B66A, |  | 3xAntenna 4pH, | [27 empty] | 12 | [8 empty] | 12 |  |  |  |  | 30 | 3 | 63 | 21 |  |  |  | SERTERO | +591 71369827 | [8 empty] | 0 | 14 | [66 empty] | 1xBaseband 6631, 3xRadio 4415 B66A, 3xAntenna 4pH, | EXISTING SITE 3G 850/LTE 700/ L:ABC-> INST : LTE AWS / New :DEF
316 | RO 2021 - LTE Capacity H2/ / LTE RO 2020 Capacity H1 - AWS/High Load Cells_Only F1 | 0 | Proyecto Millicom Bolivia 3YPlan 2023 | WAR3 | Warnes III | In Services | -17.5054 | -63.1884 | Urban | Warnes | Warnes | Santa Cruz | 25 | Selfsupported | Enclosure 6150 | - | 0 | 3 | 0 | 0 | 3 | 3 | 1 | 0 | 10 |  | 1 BB 5216 W-1 BB 6630 L | N/A | 0 | N/A | 0 | N/A | 3 R 2219 B5 W | 3 | 1 BB 5216 W | 1 | RBS 6601 | N/A | 0 | N/A | 0 | N/A | 3 RRUS 11 B12 | 3 | 0 BB 6630 L | 0 | RBS6630 | 3 R4415B66A L | 3 | 1 BB 6630 L | 1 | RBS6630 | 1 R 4415 B2/B25 | 1 | 0 BB 6630 L | 0 | RBS6630 | 0 | 0 | 0 | 0 | 0 | 10 | Batch 2 |  | #N/A | 2024 | WL | 2024-07-25 | 30 | -Mod. 850 (3) ; Exp. LTE (GH) ; AAS FDD (FI) ; | 0 | 2 | 0 | 0 | 0 | 1 |  | 3 | 10 |  | 0 | 0 | 2 | 0 | 0 | 0 | 0 | 2 | Mod. 850 (3) ; Exp. LTE (GH) ; AAS FDD (FI) ; | ABCDEFI | GH(3) | 2 | 0 | 1 |  | Baseband 6651 | [12 empty] | INST : Mod. 850 / LTE 1900 / AAS FDD AWS&1900 / |  | MIC BO 3YPlan 2023_1BB_3R_2A | 6 | 1xBaseband 6651, 2xRadio 4415 B2/25, 1xRadio AAS B25/B66, |  | 2xAntenna 4pH, | [41 empty] | 50 | 3 |  | 42 |  |  |  | #N/A | +591 75137341 | [8 empty] | 0 | 14 | [66 empty] | 1xBaseband 6651, 2xRadio 4415 B2/25, 1xRadio AAS B25/B66, 2xAntenna 4pH, | EXISTING SITE 3G 850/LTE 700/AWS/LTE 1900/ L:ABCDEFI-> INST : Mod. 850 / LTE 1900 / AAS FDD AWS&1900 / New :GH(3)
424 | 0 | 0 | Proyecto Millicom Bolivia 3YPlan 2023 | LTR | Laguna Trinidad | In Services | -14.8428 | -64.8966 | Urban | Trinidad | Cercado (Bn) | Beni | 40 | Selfsupported | PBC6200 | - | 3 | 3 | 0 | 0 | 3 | 2 | 2 | 0 | 13 |  | 1 DUG 20 01-1 DUW 31 01-1 BB 6630 (L) | 3 RRU 12 B5 | 3 | 1 DUG 20 01 | 1 | RBS 6601_SHARE | 3 RRU 01 B5 | 3 | 1 DUW 31 01 | 1 | RBS6601_SHARE | N/A | 0 | N/A | 0 | N/A | 3 RRUS 11 B12 | 3 | 1 BB 6630 (L) | 1 | RBS 6630 | 1 RRUS 32 B4 ; 1 RRUS 11 B4 | 2 | 0 BB 6630 (L) | 0 | RBS 6630 | 2 R 4415 B2/B25 | 2 | 0 BB 6630 (L) | 0 | RBS 6630 | 0 | 0 | 0 | 0 | 0 | 13 | Batch 1- Prio 2 |  | 3Y Plan 2024 - Bach 1 | 2024 | GWL | 2024-07-25 | 30 | -Mod. 850 (3) ; Exp. LTE (D) ; MIMO4 LTE (F) ; | 1 | 0 | 2 | 0 | 0 | 0 |  | 3 | 13 |  | 0 | 0 | 2 | 0 | 0 | 0 | 0 | 2 | Mod. 850 (3) ; Exp. LTE (D) ; MIMO4 LTE (F) ; | ABCEFHI | D(3) | 1 | 0 | 0 | [14 empty] | INST : Mod. 850 / LTE AWS / |  | MIC BO 3YPlan 2023_3R_2A | 7 | 1xRadio 2219 B5, 2xRadio 4415 B66A, |  | 2xAntenna 4pH, | [35 empty] | 10 | [5 empty] | 70 | 3 | 177 | 59 |  |  |  | SERTERO | +591 75137341 | [8 empty] | 0 | 14 | [66 empty] | 1xRadio 2219 B5, 2xRadio 4415 B66A, 2xAntenna 4pH, | EXISTING SITE 2G/3G 850/LTE 700/AWS/LTE 1900/ L:ABCEFHI-> INST : Mod. 850 / LTE AWS / New :D(3)
434 | 0 | RO 2022 Capacity H2 | Proyecto Millicom Bolivia 3YPlan 2023 | VOL | Villa Olimpica | In Services | -17.8254 | -63.1844 | Urban | Santa Cruz de la Sierra | Andres Ibanez | Santa Cruz | 12 | Monopolo | PBC6200 | - | 3 | 3 | 0 | 0 | 0 | 0 | 0 | 2 | 8 |  | 1 DUG 20 01-1 DUW4101-1 BB 5212 L | 3 RRU 12 B5 | 3 | 1 DUG 20 01 | 1 | RBS6601_SHARE | 3 RRUS01B5 W | 3 | 1 DUW4101 | 1 | RBS 6601 | N/A | 0 | N/A | 0 | N/A | N/A | 0 | N/A | 0 | N/A | N/A | 0 | 1 BB 5212 L | 1 | RBS6601_SHARE | N/A | 0 | N/A | 0 | N/A | 2 R 4499 B2B25B66A | 2 | 0 BB 5212 L | 0 | RBS6601_SHARE | 8 | Batch 2 |  | #N/A | 2024 | GWL | 2024-07-25 | 30 | -Mod. 850 (1) ; Exp. LTE (B) ; MIMO4 LTE (EH) ; AAS FDD (DG) ; | 1 | 0 | 0 | 0 | 1 | 1 |  | 3 | 8 |  | 0 | 0 | 0 | 1 | 0 | 0 | 0 | 1 | Mod. 850 (1) ; Exp. LTE (B) ; MIMO4 LTE (EH) ; AAS FDD (DG) ; | DEGH | B(1) | 1 | 1 | 1 | Baseband 6631 | Baseband 6651 | [12 empty] | INST : Mod. 850 / LTE 700 / AAS FDD AWS&1900 / |  | MIC BO 3YPlan 2023_2BB_3R_1A | 3 | 1xBaseband 6631, 1xBaseband 6651, 1xRadio 2219 B5, 1xRadio 4478 B12A, 1xRadio AAS B25/B66, |  | 1xAntenna 4pL, | [41 empty] | 30 | 3 |  | 27 |  |  |  | #N/A | +591 71369827 | [8 empty] | 0 | 14 | [66 empty] | 1xBaseband 6631, 1xBaseband 6651, 1xRadio 2219 B5, 1xRadio 4478 B12A, 1xRadio AAS B25/B66, 1xAntenna 4pL, | EXISTING SITE 2G/3G 850/LTE AWS&1900/ L:DEGH-> INST : Mod. 850 / LTE 700 / AAS FDD AWS&1900 / New :B(1)
444 | 0 | 0 | Proyecto Millicom Bolivia 3YPlan 2023 | YOT | Yotala | In Services | -19.1622 | -65.2596 | Rural | Yotala | Oropeza | Chuquisaca | 30 | Selfsupported | RBS6101 | - | 3 | 3 | 0 | 0 | 3 | 1 | 0 | 0 | 10 |  | 1 DUG 20 01-1 DUW3101-1 DUS 31 02 | 3 RRU 12 B5 | 3 | 1 DUG 20 01 | 1 | RBS6101 | 3 RRUS01B5 W | 3 | 1 DUW3101 | 1 | RBS 6101 | N/A | 0 | N/A | 0 | N/A | 3 RRUS 11 B12 | 3 | 1 DUS 31 02 | 1 | RBS6101 | 1 RRU 11 B4 | 1 | 0 DUS 31 02 | 0 | RBS6101 | N/A | 0 | N/A | 0 | N/A | 0 | 0 | 0 | 0 | 0 | 10 | Batch 1- Prio 2 |  | 3Y Plan 2024 - Bach 1 | 2024 | GWL | 2024-07-25 | 30 | -Exp. LTE (D) ; | 0 | 0 | 1 | 0 | 0 | 0 |  | 1 | 10 |  | 0 | 0 | 1 | 0 | 0 | 0 | 0 | 1 | Exp. LTE (D) ; | ABCF | D | 2 | 1 | 0 | Baseband 6631 | [13 empty] | INST : LTE AWS / |  | MIC BO 3YPlan 2023_1BB_1R_1A | 11 | 1xBaseband 6631, 1xRadio 4415 B66A, |  | 1xAntenna 4pH, | [35 empty] | 4 | [5 empty] | 70 | 1 | 48 | 48 |  |  |  | SERTERO | +591 71369827 | [8 empty] | 0 | 14 | [66 empty] | 1xBaseband 6631, 1xRadio 4415 B66A, 1xAntenna 4pH, | EXISTING SITE 2G/3G 850/LTE 700/AWS/ L:ABCF-> INST : LTE AWS / New :D
446 | / LTE RO 2019 Capacity H2 | 0 | Proyecto Millicom Bolivia 3YPlan 2023 | FCS | Fancesa | In Services | -19.0194 | -65.2509 | Urban | Sucre | Oropeza | Chuquisaca | 25 | Selfsupported | Enclosure 6150 | RBS6101 | 3 | 3 | 0 | 3 | 3 | 3 | 0 | 0 | 15 |  | 1 DUG 20 01-1 DUW4101-1 DUW 31 01-1 DUS 31 02 | 3 RRUS 01 B5 G | 3 | 1 DUG 20 01 | 1 | RBS 6101 | 3 RRUS01B5 W | 3 | 1 DUW4101 | 1 | RBS 6101 | 3 RRUS 01 B2 W | 3 | 1 DUW 31 01 | 1 | RBS 6101 | 3 RRUS 11 B12 | 3 | 1 DUS 31 02 | 1 | RBS 6101 | 3 R 4415 B66A L | 3 | 0 DUS 31 02 | 0 | RBS 6101 | N/A | 0 | N/A | 0 | N/A | 0 | 0 | 0 | 0 | 0 | 15 | Batch 1- Prio 2 |  | 3Y Plan 2024 - Bach 1 | 2024 | GWL | 2024-07-25 | 30 | -Exp. LTE (H) ; | 0 | 1 | 0 | 0 | 0 | 0 |  | 1 | 15 | TIGO | 0 | 0 | 1 | 0 | 0 | 0 | 0 | 1 | Exp. LTE (H) ; | ABCDEF | H | 2 | 1 | 0 | Baseband 6631 | [13 empty] | INST : LTE 1900 / |  | MIC BO 3YPlan 2023_1BB_1R_1A | 11 | 1xBaseband 6631, 1xRadio 4415 B2/25, |  | 1xAntenna 4pH, | [35 empty] | 4 | [5 empty] | 50 | 1 | 42 | 42 |  |  |  | SERTERO | +591 71369827 | [8 empty] | 0 | 14 | [66 empty] | 1xBaseband 6631, 1xRadio 4415 B2/25, 1xAntenna 4pH, | EXISTING SITE 2G/3G 850/3G 1900/LTE 700/AWS/ L:ABCDEF-> INST : LTE 1900 / New :H
495 | / LTE Coverage Co-Located H1 2020 | 0 | Proyecto Millicom Bolivia 3YPlan 2023 | RIB2 | Riberalta II | In Services | -10.9989 | -66.0741 | Rural | Riberalta | Vaca Diez | Beni | 6 | Monopolo | PBC6200 | - | 0 | 0 | 3 | 0 | 3 | 3 | 3 | 0 | 12 |  | 1 BB 6630 GWL | 3 RRUS 12 B5 GW | 3 | 1 BB 6630 GWL | 1 | RBS 6630 | 0 RRUS 12 B5 GW | 0 | 0 BB 6630 GWL | 0 | RBS 6630 | N/A | 0 | N/A | 0 | N/A | 3 R 4449 B25 | 3 | 0 BB 6630 GWL | 0 | RBS 630 | 3 RRU 11 B4 | 3 | 0 BB 6630 GWL | 0 | RBS 6630 | 3 R 4415 B2/B25 | 3 | 0 BB 6630 GWL | 0 | RBS 6630 | 0 | 0 | 0 | 0 | 0 | 12 | Batch 1- Prio 2 |  | 3Y Plan 2024 - Bach 1 | 2024 | GWL | 2024-07-25 | 30 | -Mod. 850 (1-2) ; MIMO4 LTE (DE) ; | 2 | 0 | 2 | 0 | 0 | 0 |  | 4 | 12 | 2 | 0 | 0 | 0 | 0 | 0 | 0 | 0 | 0 | Mod. 850 (1-2) ; MIMO4 LTE (DE) ; | ABCDEFGHI | (1-2) | 1 | 0 | 0 | [14 empty] | INST : Mod. 850 / |  | MIC BO 3YPlan 2023_4R | 2 | 2xRadio 2219 B5, 2xRadio 4415 B66A, | [29 empty] | 0 |  | 0 | [6 empty] | 12 |  |  |  |  | 30 | 4 | 84 | 21 |  |  |  | SERTERO | +591 75137341 | [8 empty] | 0 | 14 | [66 empty] | 2xRadio 2219 B5, 2xRadio 4415 B66A, | EXISTING SITE MIXMODE 850/LTE 700/AWS/LTE 1900/ L:ABCDEFGHI-> INST : Mod. 850 / New :(1-2)
511 | / LTE RO 2020 Capacity H2 - 1900Mhz | 0 | Proyecto Millicom Bolivia 3YPlan 2023 | GYM | Guayaramerin | In Services | -10.8117 | -65.3533 | Rural | Guayaramerin | Vaca Diez | Beni | 60 | Selfsupported | RBS6101 | - | 3 | 0 | 0 | 0 | 3 | 3 | 2 | 0 | 11 |  | 1 BB 6630 GL | 3 RRUS 12 B5 G | 3 | 1 BB 6630 GL | 1 | RBS 6630 | N/A | 0 | N/A | 0 | N/A | N/A | 0 | N/A | 0 | N/A | 3 RRUS 11 B12 | 3 | 0 BB 6630 GL | 0 | RBS 6630 | 3 RRUS 11 B4 | 3 | 0 BB 6630 GL | 0 | RBS 6630 | 2 R 2217 B2 | 2 | 0 BB 6630 GL | 0 | RBS 6630 | 0 | 0 | 0 | 0 | 0 | 11 | Batch 1- Prio 2 |  | 3Y Plan 2024 - Bach 1 | 2024 | GL | 2024-07-25 | 30 | -Mod. 850 (2-3) ; MIMO4 LTE (EFHI) ; | 2 | 0 | 0 | 2 | 0 | 0 |  | 4 | 11 |  | 0 | 0 | 2 | 0 | 0 | 0 | 0 | 2 | Mod. 850 (2-3) ; MIMO4 LTE (EFHI) ; | ABCDEFHI | (2-3) | 1 | 0 | 0 | [14 empty] | INST : Mod. 850 / |  | MIC BO 3YPlan 2023_4R_2A | 6 | 2xRadio 2219 B5, 2xRadio 4499 44B2/25 44B66A, |  | 2xAntenna 4pH, | [35 empty] | 12 | [5 empty] | 100 | 4 | 324 | 81 |  |  |  | SERTERO | +591 75137341 | [8 empty] | 0 | 14 | [66 empty] | 2xRadio 2219 B5, 2xRadio 4499 44B2/25 44B66A, 2xAntenna 4pH, | EXISTING SITE 2G/LTE 700/AWS/LTE 1900/ L:ABCDEFHI-> INST : Mod. 850 / New :(2-3)
320 | / LTE RO 2020 Capacity H2 - 1900Mhz | 0 | Proyecto Millicom Bolivia 3YPlan 2023 | SCR4 | Aeropuerto Sucre | In Services | -19.0157 | -65.2866 | Urban | Sucre | Oropeza | Chuquisaca | 60 | Selfsupported | RBS6101 | RBS6101 | 3 | 3 | 0 | 3 | 3 | 3 | 0 | 0 | 15 |  | 1 DUG 20 01-1 DUW 31 01-1 DUW 31 01-1 DUS 31 01 | 3 RRUS 12 B5 G | 3 | 1 DUG 20 01 | 1 | RBS6601 Share | 3 RRUS 01 B5 W | 3 | 1 DUW 31 01 | 1 | RBS6601 Share | 3 RRUS 01 B2 W | 3 | 1 DUW 31 01 | 1 | RBS6601 Share | 3 RRUS 11 B12 | 3 | 1 DUS 31 01 | 1 | RBS6601 Share | 2 RRUS 11 B4 ; 1 RRUS 32 B4 | 3 | 0 DUS 31 01 | 0 | RBS6601 Share | N/A | 0 | N/A | 0 | N/A | 0 | 0 | 0 | 0 | 0 | 15 | Batch 2 |  | #N/A | 2024 | GWL | 2024-07-31 | 31 | -Mod. 850 (1-2-3) ; AAS FDD (DG) ; Sectorizar (EFHI) | 3 | 0 | 2 | 0 | 0 | 1 |  | 6 | 15 |  | 0 | 0 | 0 | 0 | 0 | 2 | 0 | 2 | Mod. 850 (1-2-3) ; AAS FDD (DG) ; Sectorizar (EFHI) | ABCDEFGHI | (1-2-3) | 9 | 1 | 1 | Baseband 6631 | Baseband 6651 | [12 empty] | INST : Mod. 850 / Sectorize AWS&1900 / AAS FDD AWS&1900 / |  | MIC BO 3YPlan 2023_2BB_6R_2A | 16 | 1xBaseband 6631, 1xBaseband 6651, 3xRadio 2219 B5, 2xRadio 4415 B66A, 1xRadio AAS B25/B66, |  | 2xTwin Beam Antenna, | [41 empty] | 100 | 6 |  | 81 |  |  |  | #N/A | +591 71369827 | [8 empty] | 0 | 14 | [66 empty] | 1xBaseband 6631, 1xBaseband 6651, 3xRadio 2219 B5, 2xRadio 4415 B66A, 1xRadio AAS B25/B66, 2xTwin Beam Antenna, | EXISTING SITE 2G/3G 850/3G 1900/LTE 700/AWS/ L:ABCDEFGHI-> INST : Mod. 850 / Sectorize AWS&1900 / AAS FDD AWS&1900 / New :(1-2-3)
329 | / LTE RO 2020 Capacity H2 - 1900Mhz | 0 | Proyecto Millicom Bolivia 3YPlan 2023 | RIB | Riberalta | In Services | -11.0091 | -66.0622 | Rural | Riberalta | Vaca Diez | Beni | 72 | Guyed | PBC6200 | - | 3 | 3 | 0 | 0 | 3 | 3 | 3 | 0 | 15 |  | 1 BB 6630 GL-1 DUW 31 01 | 3 RRUS 12 B5 G | 3 | 1 BB 6630 GL | 1 | RBS 6630 | 3 RRUS 01 B5 W | 3 | 1 DUW 31 01 | 1 | RBS 6601 | N/A | 0 | N/A | 0 | N/A | 3 RRUS 11 B12 | 3 | 0 BB 6630 GL | 0 | RBS 6630 | 3 RRU 11 B4 | 3 | 0 BB 6630 GL | 0 | RBS 6630 | 3 R 4415 B2/B25 | 3 | 0 BB 6630 GL | 0 | RBS 6630 | 0 | 0 | 0 | 0 | 0 | 15 | Batch 1 Prio 3 |  | 3Y Plan 2024 - Bach 1 | 2024 | GWL | 2024-07-31 | 31 | -Mod. 850 (1-2) ; MIMO4 LTE (F) ; Sectorizar (DEGH) | 2 | 0 | 3 | 0 | 0 | 0 |  | 5 | 15 |  | 0 | 0 | 1 | 0 | 0 | 2 | 0 | 3 | Mod. 850 (1-2) ; MIMO4 LTE (F) ; Sectorizar (DEGH) | ABCDEFGHI | (1-2) | 2 | 0 | 0 | [14 empty] | INST : Mod. 850 / Sectorize AWS&1900 / |  | MIC BO 3YPlan 2023_5R_3A | 6 | 2xRadio 2219 B5, 3xRadio 4415 B66A, |  | 1xAntenna 4pH, 2xTwin Beam Antenna, | [35 empty] | 24 | [5 empty] | 100 | 5 | 475 | 95 |  |  |  | #N/A | +591 75137341 | [8 empty] | 0 | 14 | [66 empty] | 2xRadio 2219 B5, 3xRadio 4415 B66A, 1xAntenna 4pH, 2xTwin Beam Antenna, | EXISTING SITE 2G/3G 850/LTE 700/AWS/LTE 1900/ L:ABCDEFGHI-> INST : Mod. 850 / Sectorize AWS&1900 / New :(1-2)
427 | 0 | 0 | Proyecto Millicom Bolivia 3YPlan 2023 | BGR | Manuel Belgrano | In Services | -21.5373 | -64.7235 | Urban | Tarija | Cercado (TJ) | Tarija | 6 | Monopolo | RBS6101 | - | 3 | 3 | 0 | 3 | 0 | 3 | 1 | 0 | 13 |  | 1 DUG 20 01-1 DUW 3101-1 DUW 31 01-1 BB 6630 L | 3 RRU 01 B5 | 3 | 1 DUG 20 01 | 1 | RBS6601_SHARE | 3 RRU 01 B5 | 3 | 1 DUW 3101 | 1 | RBS6601 | 3 RRU 01 B2 | 3 | 1 DUW 31 01 | 1 | RBS6601 | N/A | 0 | N/A | 0 | N/A | 3 RRU 11 B4 | 3 | 1 BB 6630 L | 1 | RBS 6630 | 1 R 4415 B2/B25 | 1 | 0 BB 6630 L | 0 | RBS 6630 | 0 | 0 | 0 | 0 | 0 | 13 | Batch 1 Prio 3 |  | 3Y Plan 2024 - Bach 1 | 2024 | GWL | 2024-07-31 | 31 | -Mod. 850 (1) ; Exp. LTE (AH) ; MIMO4 LTE (EF) ; Sectorizar (DG) | 1 | 0 | 2 | 1 | 1 | 0 |  | 5 | 13 |  | 0 | 0 | 2 | 0 | 1 | 1 | 0 | 4 | Mod. 850 (1) ; Exp. LTE (AH) ; MIMO4 LTE (EF) ; Sectorizar (DG) | DEFG | AH(1) | 1 | 0 | 0 | [14 empty] | INST : Mod. 850 / LTE 700 / LTE 1900 / Sectorize AWS&1900 / |  | MIC BO 3YPlan 2023_5R_4A | 2 | 1xRadio 2219 B5, 2xRadio 4415 B66A, 1xRadio 4499 44B2/25 44B66A, 1xRadio 4478 B12A, |  | 2xAntenna 4pH, 1xAntenna 4pL4pH , 1xTwin Beam Antenna, | [27 empty] | 6 |  | 6 |  |  |  |  | 4 |  | 18 |  |  |  |  | 30 | 5 | 105 | 21 |  |  |  | #N/A | +591 71369827 | [8 empty] | 0 | 14 | [66 empty] | 1xRadio 2219 B5, 2xRadio 4415 B66A, 1xRadio 4499 44B2/25 44B66A, 1xRadio 4478 B12A, 2xAntenna 4pH, 1xAntenna 4pL4pH , 1xTwin Beam Antenna, | EXISTING SITE 2G/3G 850/3G 1900/AWS/LTE 1900/ L:DEFG-> INST : Mod. 850 / LTE 700 / LTE 1900 / Sectorize AWS&1900 / New :AH(1)
429 | RO 2021 - LTE Capacity H2-P1 / LTE RO 2020 Capacity H1 - AWS/High Load Cells_Only F1 | 0 | Proyecto Millicom Bolivia 3YPlan 2023 | FVM | Fexpo Villa Montes | In Services | -21.2686 | -63.4152 | Rural | Villamontes | Gran Chaco | Tarija | 40 | Selfsupported | Enclosure 6150 | - | 0 | 3 | 0 | 0 | 3 | 2 | 0 | 0 | 8 |  | 1 BB 5216 WL | N/A | 0 | N/A | 0 | N/A | 3 R 2219 B5 W | 3 | 1 BB 5216 WL | 1 | RBS 6601 | N/A | 0 | N/A | 0 | N/A | 3 RRUS 11 B12 | 3 | 0 BB 5216 WL | 0 | RBS 6601 | 2 R 4415 B66A | 2 | 0 BB 5216 WL | 0 | RBS 6601 | N/A | 0 | N/A | 0 | N/A | 0 | 0 | 0 | 0 | 0 | 8 | Batch 1 Prio 3 |  | 3Y Plan 2024 - Bach 1 | 2024 | WL | 2024-07-31 | 31 | -Mod. 850 (3) ; Exp. LTE (E) ; Sectorizar (FI) | 0 | 1 | 1 | 0 | 0 | 0 |  | 2 | 8 |  | 0 | 0 | 1 | 0 | 0 | 1 | 0 | 2 | Mod. 850 (3) ; Exp. LTE (E) ; Sectorizar (FI) | ABCDF | IE(3) | 1 | 1 | 0 | Baseband 6631 | [13 empty] | INST : Mod. 850 / LTE AWS / Sectorize AWS&1900 / |  | MIC BO 3YPlan 2023_1BB_2R_2A | 33 | 1xBaseband 6631, 1xRadio 4415 B2/25, 1xRadio 4415 B66A, |  | 1xAntenna 4pH, 1xTwin Beam Antenna, | [33 empty] | 4 |  | 12 | [5 empty] | 70 | 2 | 118 | 59 |  |  |  | #N/A | [9 empty] | 0 | 14 | [66 empty] | 1xBaseband 6631, 1xRadio 4415 B2/25, 1xRadio 4415 B66A, 1xAntenna 4pH, 1xTwin Beam Antenna, | EXISTING SITE 3G 850/LTE 700/AWS/ L:ABCDF-> INST : Mod. 850 / LTE AWS / Sectorize AWS&1900 / New :IE(3)
430 | RO 2021 - LTE Capacity H1_119 Sitios / | 0 | Proyecto Millicom Bolivia 3YPlan 2023 | CTR | Cementerio Trinidad | In Services | -14.8439 | -64.9113 | Urban | Trinidad | Cercado (Bn) | Beni | 40 | Selfsupported | RBS6101 | - | 3 | 3 | 0 | 0 | 3 | 2 | 3 | 0 | 14 |  | 1 BB 6630 GL-1 DUW 31 01 | 3 RRUS 12 B5 G | 3 | 1 BB 6630 GL | 1 | RBS6601 Share | 3 RRUS 01 B5 W | 3 | 1 DUW 31 01 | 1 | RBS6601 | N/A | 0 | N/A | 0 | N/A | 3 RRUS 11 B12 | 3 | 0 BB 6630 GL | 0 | RBS6601_SHARE | 2 Radio 4415 B66A | 2 | 0 BB 6630 GL | 0 | RBS6601_SHARE | 3 R 4415 B2/B25 | 3 | 0 BB 6630 GL | 0 | RBS 6630 | 0 | 0 | 0 | 0 | 0 | 14 | Batch 2 |  | #N/A | 2024 | GWL | 2024-07-31 | 31 | -Mod. 850 (2-3) ; Exp. LTE (D) ; AAS FDD (FI) ; Sectorizar (EH) | 2 | 0 | 1 | 0 | 0 | 1 |  | 4 | 14 |  | 0 | 0 | 1 | 0 | 0 | 1 | 0 | 2 | Mod. 850 (2-3) ; Exp. LTE (D) ; AAS FDD (FI) ; Sectorizar (EH) | ABCEFGHI | D(2-3) | 1 | 0 | 1 |  | Baseband 6651 | [12 empty] | INST : Mod. 850 / LTE AWS / Sectorize AWS&1900 / AAS FDD AWS&1900 / |  | MIC BO 3YPlan 2023_1BB_4R_2A | 12 | 1xBaseband 6651, 2xRadio 2219 B5, 1xRadio 4415 B66A, 1xRadio AAS B25/B66, |  | 1xAntenna 4pH, 1xTwin Beam Antenna, | [41 empty] | 70 | 4 |  | 59 |  |  |  | #N/A | +591 75137341 | [8 empty] | 0 | 14 | [66 empty] | 1xBaseband 6651, 2xRadio 2219 B5, 1xRadio 4415 B66A, 1xRadio AAS B25/B66, 1xAntenna 4pH, 1xTwin Beam Antenna, | EXISTING SITE 2G/3G 850/LTE 700/AWS/LTE 1900/ L:ABCEFGHI-> INST : Mod. 850 / LTE AWS / Sectorize AWS&1900 / AAS FDD AWS&1900 / New :D(2-3)
456 | / LTE RO 2020 Capacity H2 - 1900Mhz | 0 | Proyecto Millicom Bolivia 3YPlan 2023 | YAP | Yapacani | In Services | -17.4012 | -63.8791 | Rural | Yapacani | Ichilo | Santa Cruz | 85 | Selfsupported | PBC6200 | - | 3 | 3 | 0 | 3 | 3 | 3 | 0 | 0 | 15 |  | 1 DUG 20 01-1 DUW3101-1 DUW 31 01-1 DUS 31 02 | 3 RRUS 12 B5 G | 3 | 1 DUG 20 01 | 1 | RBS6601_SHARE | 3 RRUS 01 B5 W | 3 | 1 DUW3101 | 1 | RBS 6601 | 3 RRUS 01 B2 W | 3 | 1 DUW 31 01 | 1 | RBS 6601 | 3 RRUS 11 B12 | 3 | 1 DUS 31 02 | 1 | RBS6601_SHARE | 3 RRU 11 B4 | 3 | 0 DUS 31 02 | 0 | RBS6601_SHARE | N/A | 0 | N/A | 0 | N/A | 0 | 0 | 0 | 0 | 0 | 15 | Batch 2 |  | #N/A | 2024 | GWL | 2024-07-31 | 31 | -Mod. 850 (1-2-3) ; AAS FDD (DFGI) ; Sectorizar (EH) | 3 | 0 | 1 | 0 | 0 | 2 |  | 6 | 15 |  | 0 | 0 | 0 | 0 | 0 | 1 | 0 | 1 | Mod. 850 (1-2-3) ; AAS FDD (DFGI) ; Sectorizar (EH) | ABCDEFGHI | (1-2-3) | 16 | 1 | 2 | Baseband 6631 | Baseband 6651 | [12 empty] | INST : Mod. 850 / Sectorize AWS&1900 / AAS FDD AWS&1900 / |  | MIC BO 3YPlan 2023_3BB_6R_1A | 19 | 1xBaseband 6631, 2xBaseband 6651, 3xRadio 2219 B5, 1xRadio 4415 B66A, 2xRadio AAS B25/B66, |  | 1xTwin Beam Antenna, | [41 empty] | 150 | 6 |  | 109 |  |  |  | #N/A | +591 75137341 | [8 empty] | 0 | 14 | [66 empty] | 1xBaseband 6631, 2xBaseband 6651, 3xRadio 2219 B5, 1xRadio 4415 B66A, 2xRadio AAS B25/B66, 1xTwin Beam Antenna, | EXISTING SITE 2G/3G 850/3G 1900/LTE 700/AWS/ L:ABCDEFGHI-> INST : Mod. 850 / Sectorize AWS&1900 / AAS FDD AWS&1900 / New :(1-2-3)
468 | / LTE RO 2020 Capacity H2 - 1900Mhz | 0 | Proyecto Millicom Bolivia 3YPlan 2023 | WAR2 | Warnes II | In Services | -17.5113 | -63.1689 | Urban | Warnes | Warnes | Santa Cruz | 40 | Selfsupported | PBC6200 | - | 3 | 3 | 0 | 3 | 0 | 3 | 0 | 0 | 12 |  | 1 DUG 20 01-1 DUW3101-1 DUW 31 01-1 DUS 31 02 | 3 RRUS 12 B5 G | 3 | 1 DUG 20 01 | 1 | RBS6601_SHARE | 3 RRUS 01 B5 W | 3 | 1 DUW3101 | 1 | RBS 6601 | 3 RRUS 01 B2 W | 3 | 1 DUW 31 01 | 1 | RBS 6601 | N/A | 0 | N/A | 0 | N/A | 3 RRU 11 B4 | 3 | 1 DUS 31 02 | 1 | RBS6601_SHARE | N/A | 0 | N/A | 0 | N/A | 0 | 0 | 0 | 0 | 0 | 12 | Batch 2 |  | #N/A | 2024 | GWL | 2024-07-31 | 31 | -Mod. 850 (1-2-3) ; AAS FDD (DFGI) ; Sectorizar (EH) | 3 | 0 | 1 | 0 | 0 | 2 |  | 6 | 12 |  | 0 | 0 | 0 | 0 | 0 | 1 | 0 | 1 | Mod. 850 (1-2-3) ; AAS FDD (DFGI) ; Sectorizar (EH) | DEFGHI | (1-2-3) | 16 | 1 | 2 | Baseband 6631 | Baseband 6651 | [12 empty] | INST : Mod. 850 / Sectorize AWS&1900 / AAS FDD AWS&1900 / |  | MIC BO 3YPlan 2023_3BB_6R_1A | 19 | 1xBaseband 6631, 2xBaseband 6651, 3xRadio 2219 B5, 1xRadio 4415 B66A, 2xRadio AAS B25/B66, |  | 1xTwin Beam Antenna, | [41 empty] | 70 | 6 |  | 59 |  |  |  | #N/A | +591 75137341 | [8 empty] | 0 | 14 | [66 empty] | 1xBaseband 6631, 2xBaseband 6651, 3xRadio 2219 B5, 1xRadio 4415 B66A, 2xRadio AAS B25/B66, 1xTwin Beam Antenna, | EXISTING SITE 2G/3G 850/3G 1900/AWS/ L:DEFGHI-> INST : Mod. 850 / Sectorize AWS&1900 / AAS FDD AWS&1900 / New :(1-2-3)
476 | / LTE RO 2020 Capacity H2 - 1900Mhz | 0 | Proyecto Millicom Bolivia 3YPlan 2023 | SCR2 | Patria | In Services | -19.0331 | -65.2587 | Urban | Sucre | Oropeza | Chuquisaca | 50 | Selfsupported | PBC6200 | - | 3 | 3 | 0 | 0 | 3 | 3 | 3 | 0 | 15 |  | 1 BB 6630 GL-1 DUW 3101 | 3 RRUS 12 B5 G | 3 | 1 BB 6630 GL | 1 | RBS6601_SHARE | 3 RRUS 01 B5 W | 3 | 1 DUW 3101 | 1 | RBS6601 | N/A | 0 | N/A | 0 | N/A | 3 RRUS 11 B12 | 3 | 0 BB 6630 GL | 1 | RBS 6101_SHARE | 3 RRU 11 B4 | 3 | 0 BB 6630 GL | 0 | RBS 6101_SHARE | 3 R 4415 B2/B25 | 3 | 0 BB 6630 GL | 0 | RBS 6101 | 0 | 0 | 0 | 0 | 0 | 15 | Batch 2 |  | #N/A | 2024 | GWL | 2024-07-31 | 31 | -Mod. 850 (1-2-3) ; AAS FDD (DFGI) ; Sectorizar (EH) | 3 | 0 | 1 | 0 | 0 | 2 |  | 6 | 15 |  | 0 | 0 | 0 | 0 | 0 | 1 | 0 | 1 | Mod. 850 (1-2-3) ; AAS FDD (DFGI) ; Sectorizar (EH) | ABCDEFGHI | (1-2-3) | 16 | 0 | 2 |  | Baseband 6651 | [12 empty] | INST : Mod. 850 / Sectorize AWS&1900 / AAS FDD AWS&1900 / |  | MIC BO 3YPlan 2023_2BB_6R_1A | 20 | 2xBaseband 6651, 3xRadio 2219 B5, 1xRadio 4415 B66A, 2xRadio AAS B25/B66, |  | 1xTwin Beam Antenna, | [41 empty] | 100 | 6 |  | 70 |  |  |  | #N/A | +591 71369827 | [8 empty] | 0 | 14 | [66 empty] | 2xBaseband 6651, 3xRadio 2219 B5, 1xRadio 4415 B66A, 2xRadio AAS B25/B66, 1xTwin Beam Antenna, | EXISTING SITE 2G/3G 850/LTE 700/AWS/LTE 1900/ L:ABCDEFGHI-> INST : Mod. 850 / Sectorize AWS&1900 / AAS FDD AWS&1900 / New :(1-2-3)
502 | / LTE RO 2020 Capacity H2 - 1900Mhz | 0 | Proyecto Millicom Bolivia 3YPlan 2023 | RI3 | Riberalta III | In Services | -11.0108 | -66.0458 | Rural | Riberalta | Vaca Diez | Beni | 40 | Selfsupported | RBS6101 | - | 0 | 0 | 3 | 0 | 3 | 3 | 2 | 0 | 11 |  | 1 BB 6630 GL-1 DUW 31 01 | 3 RRUS 01 B5 GW | 3 | 1 BB 6630 GL | 1 | RBS 6630 | 0 RRUS 01 B5 GW | 0 | 1 DUW 31 01 | 1 | RBS 6601 | N/A | 0 | N/A | 0 | N/A | 3 RRUS 11 B12 | 3 | 0 BB 6630 GL | 0 | RBS 6630 | 3 RRU 11 B4 | 3 | 0 BB 6630 GL | 0 | RBS 6630 | 2 R 4415 B2/B25 | 2 | 0 BB 6630 GL | 0 | RBS 6630 | 0 | 0 | 0 | 0 | 0 | 11 | Batch 1 Prio 3 |  | 3Y Plan 2024 - Bach 1 | 2024 | GWL | 2024-07-31 | 31 | -Mod. 850 (2-3) ; Sectorizar (EFHI) | 2 | 0 | 2 | 0 | 0 | 0 |  | 4 | 11 |  | 0 | 0 | 0 | 0 | 0 | 2 | 0 | 2 | Mod. 850 (2-3) ; Sectorizar (EFHI) | ABCDEFGHI | (2-3) | 3 | 0 | 0 | [14 empty] | INST : Mod. 850 / Sectorize AWS&1900 / |  | MIC BO 3YPlan 2023_4R_2A | 6 | 2xRadio 2219 B5, 2xRadio 4415 B66A, |  | 2xTwin Beam Antenna, | [27 empty] | 0 |  | 0 | [5 empty] | 20 | [5 empty] | 70 | 4 | 236 | 59 |  |  |  | #N/A | +591 75137341 | [8 empty] | 0 | 14 | [66 empty] | 2xRadio 2219 B5, 2xRadio 4415 B66A, 2xTwin Beam Antenna, | EXISTING SITE MIXMODE 850/LTE 700/AWS/LTE 1900/ L:ABCDEFGHI-> INST : Mod. 850 / Sectorize AWS&1900 / New :(2-3)
251 | 0 | 0 | Proyecto Millicom Bolivia 3YPlan 2023 | PIC | Picacho | In Services | -21.6044 | -64.6591 | Rural | Tarija | Cercado (TJ) | Tarija | 45 | Selfsupported | RBS6101 | - | 0 | 0 | 3 | 3 | 3 | 0 | 0 | 0 | 9 |  | 1 DUG 20 01-1 DUW 3101-1 DUW 31 01-1 DUS 31 01 | 3 RRU 01 B5 | 3 | 1 DUG 20 01 | 1 | RBS6601_SHARE | 0 RRU 01 B5 | 0 | 1 DUW 3101 | 1 | RBS6601_SHARE | 3 RRU 01 B2 | 3 | 1 DUW 31 01 | 1 | RBS6601_SHARE | 3 RRUS 11 B12 | 3 | 1 DUS 31 01 | 1 | RBS 6101_SHARE | N/A | 0 | N/A | 0 | N/A | N/A | 0 | N/A | 0 | N/A | 0 | 0 | 0 | 0 | 0 | 9 | Batch 1- Prio 2 |  | 3Y Plan 2024 - Bach 1 | 2024 | GWL | 2024-08-05 | 32 | -Exp. LTE (DE) ; | 0 | 0 | 2 | 0 | 0 | 0 |  | 2 | 9 |  | 0 | 0 | 2 | 0 | 0 | 0 | 0 | 2 | Exp. LTE (DE) ; | ABC | DE | 4 | 1 | 0 | Baseband 6631 | [13 empty] | INST : LTE AWS / |  | MIC BO 3YPlan 2023_1BB_2R_2A | 33 | 1xBaseband 6631, 2xRadio 4415 B66A, |  | 2xAntenna 4pH, | [35 empty] | 8 | [5 empty] | 70 | 2 | 128 | 64 |  |  |  | ACOM | +591 71369827 | [8 empty] | 0 | 14 | [66 empty] | 1xBaseband 6631, 2xRadio 4415 B66A, 2xAntenna 4pH, | EXISTING SITE MIXMODE 850/3G 1900/LTE 700/ L:ABC-> INST : LTE AWS / New :DE
415 | / High Load Cells_Only F1 | 0 | Proyecto Millicom Bolivia 3YPlan 2023 | BJO | Bermejo | In Services | -22.7338 | -64.338 | Rural | Bermejo | Arce | Tarija | 60 | Selfsupported | RBS6101 | - | 3 | 3 | 0 | 0 | 3 | 3 | 0 | 0 | 12 |  | 1 DUG 20 01-1 DUW 41 01-1 DUS 31 01 | 3 RRUS 12 B5 G | 3 | 1 DUG 20 01 | 1 | RBS 6601_SHARE | 3 RRUS 01 B5 W | 3 | 1 DUW 41 01 | 1 | RBS 6601 | N/A | 0 | N/A | 0 | N/A | 3 RRUS 11 B12 | 3 | 1 DUS 31 01 | 1 | RBS6601_SHARE | 3 RRUS 11 B4 | 3 | 0 DUS 31 02 | 0 | RBS6601_SHARE | N/A | 0 | N/A | 0 | N/A | 0 | 0 | 0 | 0 | 0 | 12 | Batch 1- Prio 2 |  | 3Y Plan 2024 - Bach 1 | 2024 | GWL | 2024-08-05 | 32 | -Exp. LTE (GH) ; MIMO4 LTE (DEF) ; | 0 | 0 | 1 | 2 | 0 | 0 |  | 3 | 12 |  | 0 | 0 | 3 | 0 | 0 | 0 | 0 | 3 | Exp. LTE (GH) ; MIMO4 LTE (DEF) ; | ABCDEF | GH | 1 | 1 | 0 | Baseband 6631 | [13 empty] | INST : LTE 1900 / |  | MIC BO 3YPlan 2023_1BB_3R_3A | 30 | 1xBaseband 6631, 1xRadio 4415 B66A, 2xRadio 4499 44B2/25 44B66A, |  | 3xAntenna 4pH, | [35 empty] | 12 | [5 empty] | 100 | 3 | 243 | 81 |  |  |  | ACOM | +591 71369827 | [8 empty] | 0 | 14 | [66 empty] | 1xBaseband 6631, 1xRadio 4415 B66A, 2xRadio 4499 44B2/25 44B66A, 3xAntenna 4pH, | EXISTING SITE 2G/3G 850/LTE 700/AWS/ L:ABCDEF-> INST : LTE 1900 / New :GH
416 | RO 2021 - LTE Capacity H2/RO 2021 - LTE Capacity H1_119 Sitios / LTE Coverage New Sites H1 2020 | 0 | Proyecto Millicom Bolivia 3YPlan 2023 | SJE | San Jerónimo | In Services | -21.9875 | -63.6888 | Rural | Yacuiba | Yacuiba | Tarija | 40 | Selfsupported | Enclosure 6150 | 0 | 0 | 3 | 0 | 0 | 3 | 1 | 1 | 0 | 8 |  | 1 BB 6630 W-1 BB 6630 L | N/A | 0 | N/A | 0 | N/A | 3 R 2219 B5 W | 3 | 1 BB 6630 W | 1 | RBS 6630 | N/A | 0 | N/A | 0 | N/A | 3 RRUS 11 B12 | 3 | 0 BB 6630 L | 0 | RBS 6630 | 1 Radio 4415B66A | 1 | 1 BB 6630 L | 1 | RBS 6630 | 1 R 4415 B2/B25 | 1 | 0 BB 6630 L | 0 | RBS 6630 | 0 | 0 | 0 | 0 | 0 | 8 | Batch 1- Prio 1 | OK-BTJ | 3Y Plan 2024 - Bach 1 | 2024 | WL | 2024-08-05 | 32 | L-01-Mod. 850 (1) ; Exp. LTE (DHI) ; MIMO4 LTE (E) ; | 0 | 1 | 1 | 1 | 0 | 0 |  | 3 | 8 |  | 0 | 0 | 3 | 0 | 0 | 0 | 0 | 3 | Mod. 850 (1) ; Exp. LTE (DHI) ; MIMO4 LTE (E) ; | ABCFG | EDHI(1) | 1 | 0 | 0 | Keep BB 6630 |  |  |  | L-01 | [9 empty] | INST : Mod. 850 / LTE 1900 / LTE AWS / |  | MIC BO 3YPlan 2023_3R_3A | 23 | 1xRadio 4415 B2/25, 1xRadio 4415 B66A, 1xRadio 4499 44B2/25 44B66A, |  | 3xAntenna 4pH, | [35 empty] | 12 |  |  |  |  | 30 | 70 | 3 | 177 | 59 |  |  |  | ACOM | +591 71369827 | 45369 | 45372 |  |  | Exp. E6150 |  | 37 | 4 | 41 | 60 | 70 |  |  |  |  | 0 | 0 | 2 | 1 | 0 | [56 empty] | 1xRadio 4415 B2/25, 1xRadio 4415 B66A, 1xRadio 4499 44B2/25 44B66A, 3xAntenna 4pH, | EXISTING SITE 3G 850/LTE 700/AWS/LTE 1900/ L:ABCFG-> INST : Mod. 850 / LTE 1900 / LTE AWS / New :EDHI(1)
441 | 0 | RO 2022 Capacity H2 | Proyecto Millicom Bolivia 3YPlan 2023 | SAD | San Andres | In Services | -21.6248 | -64.8234 | Rural | Tarija | Cercado (TJ) | Tarija | 40 | Selfsupported | RBS6101 | - | 0 | 0 | 3 | 0 | 3 | 0 | 2 | 0 | 8 |  | 1 DUG 20 01-1 DUW 31 01-1 BB 5212 L | 3 RRUS 01 B5 GW | 3 | 1 DUG 20 01 | 1 | RBS 6601_SHARE | 0 RRUS 01 B5 GW | 0 | 1 DUW 31 01 | 1 | RBS 6601_SHARE | N/A | 0 | N/A | 0 | N/A | 3 RRUS 11 B12 | 3 | 1 BB 5212 L | 1 | RBS6601_SHARE | N/A | 0 | N/A | 0 | N/A | 2 R 4499 B2B25B66A | 2 | 0 BB 5212 L | 0 | RBS6601 | 0 | 0 | 0 | 0 | 0 | 8 | Batch 1- Prio 2 |  | 3Y Plan 2024 - Bach 1 | 2024 | GWL | 2024-08-05 | 32 | -Exp. LTE (DEF) ; MIMO4 LTE (HI) ; | 0 | 0 | 1 | 0 | 0 | 0 |  | 1 | 8 |  | 0 | 0 | 1 | 0 | 0 | 0 | 0 | 1 | Exp. LTE (DEF) ; MIMO4 LTE (HI) ; | ABCHI | DEF | 1 | 1 | 0 | Baseband 6631 | [13 empty] | INST : LTE AWS / |  | MIC BO 3YPlan 2023_1BB_1R_1A | 11 | 1xBaseband 6631, 1xRadio 4415 B66A, |  | 1xAntenna 4pH, | [27 empty] | 4 | [7 empty] | 4 | [5 empty] | 70 | 1 | 59 | 59 |  |  |  | ACOM | +591 71369827 | [8 empty] | 0 | 14 | [66 empty] | 1xBaseband 6631, 1xRadio 4415 B66A, 1xAntenna 4pH, | EXISTING SITE MIXMODE 850/LTE 700/LTE 1900/ L:ABCHI-> INST : LTE AWS / New :DEF
449 | 0 | 0 | Proyecto Millicom Bolivia 3YPlan 2023 | COB | Cobija | In Services | -11.0226 | -68.7591 | Urban | Cobija | Nicolas Suarez | Pando | 50 | Selfsupported | PBC6200 | - | 3 | 3 | 0 | 0 | 3 | 3 | 0 | 0 | 12 |  | 1 DUG 20 01-1 DUW 31 01-1 DUS 31 02 | 3 RRU 12 B5 | 3 | 1 DUG 20 01 | 1 | RBS 6601_SHARE | 3 RRU 01 B5 | 3 | 1 DUW 31 01 | 1 | RBS6601 | N/A | 0 | N/A | 0 | N/A | 3 RRUS 11 B12 | 3 | 1 DUS 31 02 | 1 | RBS6601_SHARE | 3 RRU 11 B4 | 3 | 0 DUS 31 02 | 0 | RBS6601_SHARE | N/A | 0 | N/A | 0 | N/A | 0 | 0 | 0 | 0 | 0 | 12 | Batch 1- Prio 2 |  | 3Y Plan 2024 - Bach 1 | 2024 | GWL | 2024-08-05 | 32 | -Exp. LTE (H) ; MIMO4 LTE (DE) ; | 0 | 0 | 1 | 1 | 0 | 0 |  | 2 | 12 |  | 0 | 0 | 2 | 0 | 0 | 0 | 0 | 2 | Exp. LTE (H) ; MIMO4 LTE (DE) ; | ABCDEF | H | 1 | 1 | 0 | Baseband 6631 | [13 empty] | INST : LTE 1900 / |  | MIC BO 3YPlan 2023_1BB_2R_2A | 33 | 1xBaseband 6631, 1xRadio 4415 B66A, 1xRadio 4499 44B2/25 44B66A, |  | 2xAntenna 4pH, | [35 empty] | 8 | [5 empty] | 100 | 2 | 140 | 70 |  |  |  | SERTERO | +591 75137341 | [8 empty] | 0 | 14 | [66 empty] | 1xBaseband 6631, 1xRadio 4415 B66A, 1xRadio 4499 44B2/25 44B66A, 2xAntenna 4pH, | EXISTING SITE 2G/3G 850/LTE 700/AWS/ L:ABCDEF-> INST : LTE 1900 / New :H
450 | 0 | 0 | Proyecto Millicom Bolivia 3YPlan 2023 | AEC | Aeropuerto Cobija | In Services | -11.0347 | -68.7709 | Urban | Cobija | Nicolas Suarez | Pando | 60 | Selfsupported | PBC6200 | - | 3 | 3 | 0 | 0 | 3 | 3 | 0 | 0 | 12 |  | 1 DUG 20 01-1 DUW 31 01-1 DUS 31 01 | 3 RRUS 12 B5 | 3 | 1 DUG 20 01 | 1 | RBS6601 Share | 3 RRUS 01 B5 | 3 | 1 DUW 31 01 | 1 | RBS6601 | N/A | 0 | N/A | 0 | N/A | 3 RRUS 11 B12 | 3 | 1 DUS 31 01 | 1 | RBS6601 Share | 3 RRUS 11 B4 | 3 | 0 DUS 31 01 | 0 | RBS6601 Share | N/A | 0 | N/A | 0 | N/A | 0 | 0 | 0 | 0 | 0 | 12 | Batch 1- Prio 2 |  | 3Y Plan 2024 - Bach 1 | 2024 | GWL | 2024-08-05 | 32 | -Exp. LTE (G) ; MIMO4 LTE (DF) ; | 0 | 0 | 1 | 1 | 0 | 0 |  | 2 | 12 |  | 0 | 0 | 2 | 0 | 0 | 0 | 0 | 2 | Exp. LTE (G) ; MIMO4 LTE (DF) ; | ABCDEF | G | 1 | 1 | 0 | Baseband 6631 | [13 empty] | INST : LTE 1900 / |  | MIC BO 3YPlan 2023_1BB_2R_2A | 33 | 1xBaseband 6631, 1xRadio 4415 B66A, 1xRadio 4499 44B2/25 44B66A, |  | 2xAntenna 4pH, | [35 empty] | 8 | [5 empty] | 100 | 2 | 162 | 81 |  |  |  | SERTERO | +591 75137341 | [8 empty] | 0 | 14 | [66 empty] | 1xBaseband 6631, 1xRadio 4415 B66A, 1xRadio 4499 44B2/25 44B66A, 2xAntenna 4pH, | EXISTING SITE 2G/3G 850/LTE 700/AWS/ L:ABCDEF-> INST : LTE 1900 / New :G
451 | 0 | 0 | Proyecto Millicom Bolivia 3YPlan 2023 | TYQ | Tupac Yupanqui | In Services | -21.5132 | -64.7214 | Urban | Tarija | Cercado (TJ) | Tarija | 25 | Selfsupported | RBS6101 | - | 0 | 0 | 3 | 3 | 3 | 0 | 0 | 0 | 9 |  | 1 DUG 20 01-1 DUW 31 01-1 DUW 31 01-1 DUS 3102 | 3 RRU 01 B5 | 3 | 1 DUG 20 01 | 1 | RBS 6601_SHARE | 0 RRU 01 B5 | 0 | 1 DUW 31 01 | 1 | RBS 6601_SHARE | 3 RRUS 01 B2 W | 3 | 1 DUW 31 01 | 1 | RBS6601_SHARE | 3 RRUS 11 B12 | 3 | 1 DUS 3102 | 1 | RBS 6601_SHARE | N/A | 0 | N/A | 0 | N/A | N/A | 0 | N/A | 0 | N/A | 0 | 0 | 0 | 0 | 0 | 9 | Batch 1- Prio 2 |  | 3Y Plan 2024 - Bach 1 | 2024 | GWL | 2024-08-05 | 32 | -Exp. LTE (DF) ; | 0 | 0 | 2 | 0 | 0 | 0 |  | 2 | 9 |  | 0 | 0 | 2 | 0 | 0 | 0 | 0 | 2 | Exp. LTE (DF) ; | ABC | DF | 4 | 1 | 0 | Baseband 6631 | [13 empty] | INST : LTE AWS / |  | MIC BO 3YPlan 2023_1BB_2R_2A | 33 | 1xBaseband 6631, 2xRadio 4415 B66A, |  | 2xAntenna 4pH, | [35 empty] | 8 | [5 empty] | 50 | 2 | 84 | 42 |  |  |  | ACOM | +591 71369827 | [8 empty] | 0 | 14 | [66 empty] | 1xBaseband 6631, 2xRadio 4415 B66A, 2xAntenna 4pH, | EXISTING SITE MIXMODE 850/3G 1900/LTE 700/ L:ABC-> INST : LTE AWS / New :DF
499 | RO 2021 - LTE Capacity H1_119 Sitios / High Load Cells_Only F1 | 0 | Proyecto Millicom Bolivia 3YPlan 2023 | CAO | Canon Oculto | In Services | -21.9726 | -63.6274 | Rural | Yacuiba | Gran Chaco | Tarija | 60 | Selfsupported | RBS6101 | - | 0 | 0 | 3 | 0 | 3 | 1 | 2 | 0 | 9 |  | 1 DUG 20 01-1 DUW 31 01-1 DUS 31 01 | 3 RRUS 01 B5 GW | 3 | 1 DUG 20 01 | 1 | RBS6601 Share | 0 RRUS 01 B5 GW | 0 | 1 DUW 31 01 | 1 | RBS 6601 | N/A | 0 | N/A | 0 | N/A | 3 RRUS 11 B12 | 3 | 1 DUS 31 01 | 1 | RBS6601_SHARE | 1 R4415B66A | 1 | 0 DUS 31 01 | 0 | RBS6601_SHARE | 2 R 4415 B2/B25 | 2 | 0 DUS 3101 | 0 | RBS 6101 | 0 | 0 | 0 | 0 | 0 | 9 | Batch 2 |  | #N/A | 2024 | GWL | 2024-08-05 | 32 | -Mod. 850 (2) ; AAS FDD (EH) ; | 1 | 0 | 0 | 0 | 0 | 1 |  | 2 | 9 |  | 0 | 0 | 0 | 0 | 0 | 0 | 0 | 0 | Mod. 850 (2) ; AAS FDD (EH) ; | ABCEHI | (2) | 1 | 1 | 1 | Baseband 6631 | Baseband 6651 | [12 empty] | INST : Mod. 850 / AAS FDD AWS&1900 / |  | MIC BO 3YPlan 2023_2BB_2R | 4 | 1xBaseband 6631, 1xBaseband 6651, 1xRadio 2219 B5, 1xRadio AAS B25/B66, | [43 empty] | 100 | 2 |  | 81 |  |  |  | #N/A | +591 75137341 | [8 empty] | 0 | 14 | [66 empty] | 1xBaseband 6631, 1xBaseband 6651, 1xRadio 2219 B5, 1xRadio AAS B25/B66, | EXISTING SITE MIXMODE 850/LTE 700/AWS/LTE 1900/ L:ABCEHI-> INST : Mod. 850 / AAS FDD AWS&1900 / New :(2)
509 | RO 2021 - LTE Capacity H2-P1 /RO 2021 - LTE Capacity H1_119 Sitios / LTE RO 2020 Capacity H2 - 1900Mhz/High Load Cells_Only F1 | 0 | Proyecto Millicom Bolivia 3YPlan 2023 | BVR | Bella Vista Rural | In Services | -21.9262 | -63.6517 | Rural | Bella Vista | Bella Vista | Tarija | 40 | Selfsupported | Enclosure 6150 | - | 0 | 3 | 0 | 0 | 3 | 1 | 1 | 0 | 8 |  | 1 DUW 41 01-1 DUS 3101 | N/A | 0 | N/A | 0 | N/A | 3 R 2219 B5 | 3 | 1 DUW 41 01 | 1 | RBS 6601 | N/A | 0 | N/A | 0 | N/A | 3 RRUS 11 B12 | 3 | 1 DUS 3101 | 1 | RBS 6601 | 1 R 4415 B66A | 1 | 0 DUS 3101 | 0 | RBS 6601 | 1 R 4415 B2/B25 | 1 | 0 DUS 31 02 | 0 | RBS 6601 | 0 | 0 | 0 | 0 | 0 | 8 | Batch 2 |  | #N/A | 2024 | WL | 2024-08-05 | 32 | -Mod. 850 (2) ; Exp. LTE (DF) ; AAS FDD (EH) ; | 0 | 0 | 2 | 0 | 0 | 1 |  | 3 | 8 |  | 0 | 0 | 2 | 0 | 0 | 0 | 0 | 2 | Mod. 850 (2) ; Exp. LTE (DF) ; AAS FDD (EH) ; | ABCEH | DF(2) | 1 | 1 | 1 | Baseband 6631 | Baseband 6651 | [12 empty] | INST : Mod. 850 / LTE AWS / AAS FDD AWS&1900 / |  | MIC BO 3YPlan 2023_2BB_3R_2A | 7 | 1xBaseband 6631, 1xBaseband 6651, 2xRadio 4415 B66A, 1xRadio AAS B25/B66, |  | 2xAntenna 4pH, | [41 empty] | 70 | 3 |  | 59 |  |  |  | #N/A | +591 75137341 | [8 empty] | 0 | 14 | [66 empty] | 1xBaseband 6631, 1xBaseband 6651, 2xRadio 4415 B66A, 1xRadio AAS B25/B66, 2xAntenna 4pH, | EXISTING SITE 3G 850/LTE 700/AWS/LTE 1900/ L:ABCEH-> INST : Mod. 850 / LTE AWS / AAS FDD AWS&1900 / New :DF(2)
187 | RO 2021 - LTE Capacity H1_119 Sitios / | 0 | Proyecto Millicom Bolivia 3YPlan 2023 | TAR1 | Guadalquivir | In Services | -21.533 | -64.7339 | Urban | Tarija | Cercado (TJ) | Tarija | 6 | Monopolo | PBC6200 | - | 3 | 3 | 0 | 0 | 0 | 3 | 3 | 0 | 12 |  | 1 BB 6630 GL-1 DUW 3101 | 3 RRU 12 B5 | 3 | 1 BB 6630 GL | 1 | RBS 6601_SHARE | 3 RRU 01 B5 | 3 | 1 DUW 3101 | 1 | RBS 6601 | N/A | 0 | N/A | 0 | N/A | N/A | 0 | N/A | 0 | N/A | 3 RRU 11 B4 | 3 | 0 BB 6630 GL | 0 | RBS 6601_SHARE | 3 R 4415 B2/B25 | 3 | 0 BB 6630 GL | 0 | RBS 6630 | 0 | 0 | 0 | 0 | 0 | 12 | Batch 1 Prio 3 |  | 3Y Plan 2024 - Bach 1 | 2024 | GWL | 2024-08-08 | 32 | -Mod. 850 (1-2-3) ; Exp. LTE (AB) ; MIMO4 LTE (D) ; Sectorizar (EFHI) | 3 | 0 | 3 | 0 | 1 | 0 |  | 7 | 12 |  | 0 | 0 | 0 | 0 | 2 | 2 | 0 | 4 | Mod. 850 (1-2-3) ; Exp. LTE (AB) ; MIMO4 LTE (D) ; Sectorizar (EFHI) | DEFGHI | AB(1-2-3) | 1 | 0 | 0 | [14 empty] | INST : Mod. 850 / LTE 700 / Sectorize AWS&1900 / |  | MIC BO 3YPlan 2023_7R_4A | 1 | 3xRadio 2219 B5, 3xRadio 4415 B66A, 1xRadio 4478 B12A, |  | 2xAntenna 4pL4pH , 2xTwin Beam Antenna, | [29 empty] | 8 | [6 empty] | 38 |  |  |  |  | 30 | 7 | 147 | 21 |  |  |  | #N/A | +591 71369827 | [8 empty] | 0 | 14 | [66 empty] | 3xRadio 2219 B5, 3xRadio 4415 B66A, 1xRadio 4478 B12A, 2xAntenna 4pL4pH , 2xTwin Beam Antenna, | EXISTING SITE 2G/3G 850/AWS/LTE 1900/ L:DEFGHI-> INST : Mod. 850 / LTE 700 / Sectorize AWS&1900 / New :AB(1-2-3)
225 | / LTE RO 2020 Capacity H2 - 1900Mhz | 0 | Proyecto Millicom Bolivia 3YPlan 2023 | YAC2 | Yacuiba II | In Services | -22.0059 | -63.6759 | Urban | Yacuiba | Gran Chaco | Tarija | 40 | Selfsupported | PBC6200 | - | 3 | 3 | 0 | 3 | 0 | 3 | 0 | 0 | 12 |  | 1 DUG 20 01-1 DUW3101-1 DUW 31 01-1 DUS 31 02 | 3 RRUS 12 B5 G | 3 | 1 DUG 20 01 | 1 | RBS6601_SHARE | 3 RRUS 01 B5 W | 3 | 1 DUW3101 | 1 | RBS 6601 | 3 RRUS 01 B2 W | 3 | 1 DUW 31 01 | 1 | RBS 6601 | N/A | 0 | N/A | 0 | N/A | 3 RRU 11 B4 | 3 | 1 DUS 31 02 | 1 | RBS6601_SHARE | N/A | 0 | N/A | 0 | N/A | 0 | 0 | 0 | 0 | 0 | 12 | Batch 2 |  | #N/A | 2024 | GWL | 2024-08-08 | 32 | -Mod. 850 (1-2-3) ; Exp. LTE (H) ; MIMO4 LTE (E) ; AAS FDD (DFGI) ; | 3 | 0 | 0 | 1 | 0 | 2 |  | 6 | 12 |  | 0 | 0 | 1 | 0 | 0 | 0 | 0 | 1 | Mod. 850 (1-2-3) ; Exp. LTE (H) ; MIMO4 LTE (E) ; AAS FDD (DFGI) ; | DEFGI | H(1-2-3) | 5 | 1 | 2 | Baseband 6631 | Baseband 6651 | [12 empty] | INST : Mod. 850 / LTE 1900 / AAS FDD AWS&1900 / |  | MIC BO 3YPlan 2023_3BB_6R_1A | 19 | 1xBaseband 6631, 2xBaseband 6651, 3xRadio 2219 B5, 1xRadio 4499 44B2/25 44B66A, 2xRadio AAS B25/B66, |  | 1xAntenna 4pH, | [41 empty] | 70 | 6 |  | 59 |  |  |  | #N/A | +591 75137341 | [8 empty] | 0 | 14 | [66 empty] | 1xBaseband 6631, 2xBaseband 6651, 3xRadio 2219 B5, 1xRadio 4499 44B2/25 44B66A, 2xRadio AAS B25/B66, 1xAntenna 4pH, | EXISTING SITE 2G/3G 850/3G 1900/AWS/ L:DEFGI-> INST : Mod. 850 / LTE 1900 / AAS FDD AWS&1900 / New :H(1-2-3)
243 | 0 | RO 2022 Capacity H2 | Proyecto Millicom Bolivia 3YPlan 2023 | UGC | Urb. Gran Chaco | In Services | -17.8327 | -63.131 | Urban | Yacuiba | Gran Chaco | Tarija | 25 | Selfsupported | RBS6101 | - | 3 | 3 | 0 | 0 | 0 | 3 | 2 | 0 | 11 |  | 1 DUG 20 01-1 DUW4101-1 BB 6631 WL | 3 RRU 01 B5 | 3 | 1 DUG 20 01 | 1 | RBS 6101 | 3 RRUS01B5 W | 3 | 1 DUW4101 | 1 | RBS 6101 | N/A | 0 | N/A | 0 | N/A | N/A | 0 | N/A | 0 | N/A | 3 RRU 11 B4 | 3 | 1 BB 6631 WL | 1 | RBS 6601 | 2 R 4415 B2/B25 | 2 | 0 BB 6631 WL | 0 | RBS 6601 | 0 | 0 | 0 | 0 | 0 | 11 | Batch 1 Prio 3 |  | 3Y Plan 2024 - Bach 1 | 2024 | GWL | 2024-08-08 | 32 | -Mod. 850 (1-2) ; Exp. LTE (A) ; MIMO4 LTE (H) ; Sectorizar (DG) | 2 | 0 | 0 | 0 | 1 | 0 |  | 3 | 11 |  | 0 | 0 | 0 | 0 | 1 | 1 | 0 | 2 | Mod. 850 (1-2) ; Exp. LTE (A) ; MIMO4 LTE (H) ; Sectorizar (DG) | DEFGH | A(1-2) | 1 | 1 | 0 | Baseband 6631 | [13 empty] | INST : Mod. 850 / LTE 700 / Sectorize AWS&1900 / |  | MIC BO 3YPlan 2023_1BB_3R_2A | 6 | 1xBaseband 6631, 2xRadio 2219 B5, 1xRadio 4478 B12A, |  | 1xAntenna 4pL4pH , 1xTwin Beam Antenna, | [27 empty] | 2 |  | 2 |  |  |  | 8 |  | 14 | 2 |  |  | 2 |  | 50 | 3 | 126 | 42 |  |  |  | #N/A | +591 75137341 | [8 empty] | 0 | 14 | [66 empty] | 1xBaseband 6631, 2xRadio 2219 B5, 1xRadio 4478 B12A, 1xAntenna 4pL4pH , 1xTwin Beam Antenna, | EXISTING SITE 2G/3G 850/AWS/LTE 1900/ L:DEFGH-> INST : Mod. 850 / LTE 700 / Sectorize AWS&1900 / New :A(1-2) | [12 empty] | 84 | 168
287 | RO 2021 - LTE Capacity H2/ / LTE RO 2020 Capacity H2 - 1900Mhz/High Load Cells_Only F1 | 0 | Proyecto Millicom Bolivia 3YPlan 2023 | CZE | Caiza Estación | In Services | -21.7987 | -63.5612 | Rural | Yacuiba | Gran Chaco | Tarija | 60 | Selfsupported | RBS6101 | - | 0 | 0 | 3 | 0 | 3 | 2 | 2 | 0 | 10 |  | 1 DUG 20 01-1 DUW 31 01-1 BB 6630 L | 3 RRU 01 B5 | 3 | 1 DUG 20 01 | 1 | RBS 6601_SHARE | 0 RRU 01 B5 | 0 | 1 DUW 31 01 | 1 | RBS6601 | N/A | 0 | N/A | 0 | N/A | 3 RRUS 11 B12 | 3 | 0 BB 6630 L | 0 | RBS 6630 | 1 Radio 4415B66A | 2 | 1 BB 6630 L | 1 | RBS 6630 | 2 R 4415 B2/B25 | 2 | 0 BB 6630 L | 0 | RBS 6630 | 0 | 0 | 0 | 0 | 0 | 10 | Batch 2 |  | #N/A | 2024 | GWL | 2024-08-08 | 32 | -Mod. 850 (1-3) ; Exp. LTE (E) ; AAS FDD (DG) ; Sectorizar (FI) | 2 | 1 | 1 | 0 | 0 | 1 |  | 5 | 10 |  | 0 | 0 | 1 | 0 | 0 | 1 | 0 | 2 | Mod. 850 (1-3) ; Exp. LTE (E) ; AAS FDD (DG) ; Sectorizar (FI) | ABCDFGH | IE(1-3) | 1 | 0 | 1 |  | Baseband 6651 | [12 empty] | INST : Mod. 850 / LTE AWS / Sectorize AWS&1900 / AAS FDD AWS&1900 / |  | MIC BO 3YPlan 2023_1BB_5R_2A | 17 | 1xBaseband 6651, 2xRadio 2219 B5, 1xRadio 4415 B2/25, 1xRadio 4415 B66A, 1xRadio AAS B25/B66, |  | 1xAntenna 4pH, 1xTwin Beam Antenna, | [41 empty] | 100 | 5 |  | 81 |  |  |  | #N/A | +591 75137341 | [8 empty] | 0 | 14 | [66 empty] | 1xBaseband 6651, 2xRadio 2219 B5, 1xRadio 4415 B2/25, 1xRadio 4415 B66A, 1xRadio AAS B25/B66, 1xAntenna 4pH, 1xTwin Beam Antenna, | EXISTING SITE MIXMODE 850/LTE 700/AWS/LTE 1900/ L:ABCDFGH-> INST : Mod. 850 / LTE AWS / Sectorize AWS&1900 / AAS FDD AWS&1900 / New :IE(1-3)
341 | / LTE RO 2020 Capacity H1 - AWS | 0 | Proyecto Millicom Bolivia 3YPlan 2023 | MZA | Mendez Arcos | In Services | -21.5346 | -64.7451 | Urban | Tarija | Cercado (TJ) | Tarija | 25 | Selfsupported | PBC6200 | - | 3 | 3 | 0 | 0 | 3 | 3 | 2 | 0 | 14 |  | 1 BB 6630 GW-1 BB 6630 L | 3 RRUS 12 B5 | 3 | 0 BB 6630 GW | 0 | RBS 6630 | 3 RRUS 01 B5 | 3 | 1 BB 6630 GW | 1 | RBS6630 | N/A | 0 | N/A | 0 | N/A | 3 RRUS 11 B12 | 3 | 1 BB 6630 L | 1 | RBS6630 | 2 R 4415 B66A ; 1 RRUS 32 B4 | 3 | 0 BB 6630 L | 0 | RBS6630 | 2 R 4415 B2/B25 | 2 | 0 BB 6630 L | 0 | RBS6630 | 0 | 0 | 0 | 0 | 0 | 14 | Batch 2 |  | #N/A | 2024 | GWL | 2024-08-08 | 32 | -Mod. 850 (1-3) ; Exp. LTE (H) ; AAS FDD (DG) ; Sectorizar (FI) | 2 | 1 | 0 | 0 | 0 | 1 |  | 4 | 14 |  | 0 | 0 | 1 | 0 | 0 | 1 | 0 | 2 | Mod. 850 (1-3) ; Exp. LTE (H) ; AAS FDD (DG) ; Sectorizar (FI) | ABCDEFGI | H(1-3) | 1 | 0 | 1 |  | Baseband 6651 | [12 empty] | INST : Mod. 850 / LTE 1900 / Sectorize AWS&1900 / AAS FDD AWS&1900 / |  | MIC BO 3YPlan 2023_1BB_4R_2A | 12 | 1xBaseband 6651, 2xRadio 2219 B5, 1xRadio 4415 B2/25, 1xRadio AAS B25/B66, |  | 1xAntenna 4pH, 1xTwin Beam Antenna, | [41 empty] | 50 | 4 |  | 42 |  |  |  | #N/A | +591 71369827 | [8 empty] | 0 | 14 | [66 empty] | 1xBaseband 6651, 2xRadio 2219 B5, 1xRadio 4415 B2/25, 1xRadio AAS B25/B66, 1xAntenna 4pH, 1xTwin Beam Antenna, | EXISTING SITE 2G/3G 850/LTE 700/AWS/LTE 1900/ L:ABCDEFGI-> INST : Mod. 850 / LTE 1900 / Sectorize AWS&1900 / AAS FDD AWS&1900 / New :H(1-3)
366 | RO 2021 - LTE Capacity H2/ / High Load Cells_Only F1 | 0 | Proyecto Millicom Bolivia 3YPlan 2023 | TAR2 | Morros Blanco | In Services | -21.5464 | -64.7018 | Urban | Tarija | Cercado (TJ) | Tarija | 40 | Selfsupported | PBC6200 | - | 3 | 3 | 0 | 0 | 3 | 3 | 1 | 0 | 13 |  | 1 DUG 20 01-1 DUW 4101-1 BB 6630 L | 3 RRU 12 B5 | 3 | 1 DUG 20 01 | 1 | RBS6601_SHARE | 3 RRU 01 B5 | 3 | 1 DUW 4101 | 1 | RBS6601 | N/A | 0 | N/A | 0 | N/A | 3 RRUS 11 B12 | 3 | 0 BB 6630 L | 0 | RBS6630 | 3 RRU 11 B4 | 3 | 1 BB 6630 L | 1 | RBS6630 | 1 R 4415 B2/B25 | 1 | 0 BB 6630 L | 0 | RBS6630 | 0 | 0 | 0 | 0 | 0 | 13 | Batch 1 Prio 3 |  | 3Y Plan 2024 - Bach 1 | 2024 | GWL | 2024-08-08 | 32 | -Mod. 850 (2) ; Exp. LTE (GI) ; MIMO4 LTE (DF) ; Sectorizar (EH) | 1 | 0 | 1 | 2 | 0 | 0 |  | 4 | 13 |  | 0 | 0 | 2 | 0 | 0 | 1 | 0 | 3 | Mod. 850 (2) ; Exp. LTE (GI) ; MIMO4 LTE (DF) ; Sectorizar (EH) | ABCDEFH | GI(2) | 2 | 0 | 0 | [14 empty] | INST : Mod. 850 / LTE 1900 / Sectorize AWS&1900 / |  | MIC BO 3YPlan 2023_4R_3A | 11 | 1xRadio 2219 B5, 1xRadio 4415 B66A, 2xRadio 4499 44B2/25 44B66A, |  | 2xAntenna 4pH, 1xTwin Beam Antenna, | [33 empty] | 4 |  | 20 | [5 empty] | 70 | 4 | 236 | 59 |  |  |  | #N/A | +591 71369827 | [8 empty] | 0 | 14 | [66 empty] | 1xRadio 2219 B5, 1xRadio 4415 B66A, 2xRadio 4499 44B2/25 44B66A, 2xAntenna 4pH, 1xTwin Beam Antenna, | EXISTING SITE 2G/3G 850/LTE 700/AWS/LTE 1900/ L:ABCDEFH-> INST : Mod. 850 / LTE 1900 / Sectorize AWS&1900 / New :GI(2)
423 | RO 2021 - LTE Capacity H1_119 Sitios / | 0 | Proyecto Millicom Bolivia 3YPlan 2023 | MLB | Monumento Libertadores | In Services | -21.9927 | -63.6725 | Urban | Yacuiba | Gran Chaco | Tarija | 40 | Selfsupported | RBS6101 | - | 3 | 3 | 0 | 0 | 0 | 3 | 2 | 0 | 11 |  | 1 BB 6630 GL-1 DUW 3101 | 3 RRU 12 B5 | 3 | 1 BB 6630 GL | 1 | RBS6601_SHARE | 3 RRU 01 B5 | 3 | 1 DUW 3101 | 1 | RBS6601 | N/A | 0 | N/A | 0 | N/A | N/A | 0 | N/A | 0 | N/A | 3 RRU 11 B4 | 3 | 0 BB 6630 GL | 0 | RBS 6101_SHARE | 2 R 4415 B2/B25 | 2 | 0 BB 6630 GL | 0 | RBS 6630 | 0 | 0 | 0 | 0 | 0 | 11 | Batch 1 Prio 3 |  | 3Y Plan 2024 - Bach 1 | 2024 | GWL | 2024-08-08 | 32 | -Mod. 850 (1-2) ; Exp. LTE (AB) ; MIMO4 LTE (DF) ; Sectorizar (EH) | 2 | 0 | 3 | 0 | 1 | 0 |  | 6 | 11 |  | 0 | 0 | 1 | 0 | 2 | 1 | 0 | 4 | Mod. 850 (1-2) ; Exp. LTE (AB) ; MIMO4 LTE (DF) ; Sectorizar (EH) | DEFGH | AB(1-2) | 1 | 0 | 0 | [14 empty] | INST : Mod. 850 / LTE 700 / Sectorize AWS&1900 / |  | MIC BO 3YPlan 2023_6R_4A | 1 | 2xRadio 2219 B5, 3xRadio 4415 B66A, 1xRadio 4478 B12A, |  | 1xAntenna 4pH, 2xAntenna 4pL4pH , 1xTwin Beam Antenna, | [29 empty] | 8 |  |  |  | 4 |  | 22 | 2 |  |  |  |  | 70 | 6 | 354 | 59 |  |  |  | #N/A | +591 75137341 | [8 empty] | 0 | 14 | [66 empty] | 2xRadio 2219 B5, 3xRadio 4415 B66A, 1xRadio 4478 B12A, 1xAntenna 4pH, 2xAntenna 4pL4pH , 1xTwin Beam Antenna, | EXISTING SITE 2G/3G 850/AWS/LTE 1900/ L:DEFGH-> INST : Mod. 850 / LTE 700 / Sectorize AWS&1900 / New :AB(1-2)
522 | / LTE RO 2020 Capacity H2 - 1900Mhz | 0 | Proyecto Millicom Bolivia 3YPlan 2023 | MCM | Mercado Campesino | In Services | -21.5207 | -64.7426 | Urban | Tarija | Cercado (TJ) | Tarija | 6 | Monopolo | PBC6200 | - | 3 | 3 | 0 | 0 | 3 | 3 | 0 | 0 | 12 |  | 1 DUG 20 01-1 DUW 31 01-1 DUS 31 02 | 3 RRUS 12 B5 G | 3 | 1 DUG 20 01 | 1 | RBS 6601_SHARE | 3 RRUS 01 B5 W | 3 | 1 DUW 31 01 | 1 | RBS6601_SHARE | N/A | 0 | N/A | 0 | N/A | 3 RRUS 11 B12 | 3 | 1 DUS 31 02 | 1 | RBS6601_SHARE | 3 RRUS 32 B4 | 3 | 0 DUS 31 02 | 0 | RBS6601_SHARE | N/A | 0 | N/A | 0 | N/A | 0 | 0 | 0 | 0 | 0 | 12 | 0 |  | #N/A | 2025 | GWL | 2024-08-08 | 32 | -Mod. 850 (1-2) ; Exp. LTE (I) ; MIMO4 LTE (F) ; AAS FDD (DEGH) ; | 2 | 0 | 0 | 1 | 0 | 2 |  | 5 | 12 |  | 0 | 0 | 1 | 0 | 0 | 0 | 0 | 1 | Mod. 850 (1-2) ; Exp. LTE (I) ; MIMO4 LTE (F) ; AAS FDD (DEGH) ; | ABCDEFGH | I(1-2) | 1 | 1 | 2 | Baseband 6631 | Baseband 6651 | [12 empty] | INST : Mod. 850 / LTE 1900 / AAS FDD AWS&1900 / |  | MIC BO 3YPlan 2023_3BB_5R_1A | 6 | 1xBaseband 6631, 2xBaseband 6651, 2xRadio 2219 B5, 1xRadio 4499 44B2/25 44B66A, 2xRadio AAS B25/B66, |  | 1xAntenna 4pH, | [41 empty] | 30 | 5 |  | 21 |  |  |  | #N/A | +591 75137341 | [8 empty] | 0 | 14 | [66 empty] | 1xBaseband 6631, 2xBaseband 6651, 2xRadio 2219 B5, 1xRadio 4499 44B2/25 44B66A, 2xRadio AAS B25/B66, 1xAntenna 4pH, | EXISTING SITE 2G/3G 850/LTE 700/AWS/ L:ABCDEFGH-> INST : Mod. 850 / LTE 1900 / AAS FDD AWS&1900 / New :I(1-2)
|  |  |  | 1 | 2 | 3 | 4 | 5 | 6 | 7 | 8 | 9 | 10 | 11 | 12 | 13 | 14 | 15 | 16 | 17 | 18 | 19 | 20 | 21 | 22 | 23 | 24 | 25 | 26 | 27 | 28 | 29 | 30 | 31 | 32 | 33 | 34 | 35 | 36 | 37 | 38 | 39 | 40 | 41 | 42 | 43 | 44 | 45 | 46 | 47 | 48 | 49 | 50 | 51 | 52 | 53 | 54 | 55 | 56 | 57 | 58 | 59 | 60 | 61 | 62 | 63 | 64 | 65 | 66 | 67 | 68 | 69 | 70 | 71 | 72 | 73 | 74 | 75 | 76 | 77 | 78 | 79 | 80 | 81 | 82 | 83 | 84 | 85 | 86 | 87 | 88 | 89 | 90 | 91 | 92 | 93 | 94 | 95 | 96 | 97 | 98 | 99 | 100 | 101 | 102 | 103 | 104 | 105 | 106 | 107 | 108 | 109 | 110 | 111 | 112 | 113 | 114 | 115 | 116 | 117 | 118 | 119 | 120 | 121 | 122 | 123 | 124 | 125 | 126 | 127 | 128 | 129 | 130 | 131 | 132 | 133 | 134 | 135 | 136 | 137 | 138 | 139 | 140 | 141 | 142 | 143 | 144 | 145 | 146 | 147 | 148 | 149 | 150 | 151 | 152 | 153 | 154 | 155 | 156 | 157 | 158 | 159 | 160 | 161 | 162 | 163 | 164 | 165 | 166 | 167 | 168 | 169 | 170 | 171 | 172 | 173 | 174 | 175 | 176 | 177 | 178 | 179 | 180 | 181 | 182 | 183 | 184 | 185 | 186 | 187 | 188 | 189 | 190 | 191 | 192 | 193 | 194 | 195 | 196 | 197 | 198 | 199 | 200 | 201 | 202 | 203 | 204 | 205 | 206 | 207 | 208 | 209 | 210 | 211 | 212 | 213 | 214 | 215 | 216 | 217 | 218 | 219 | 220 | 221 | 222 | 223 | 224 | 225 | 226 | 227 | 228 | 229 | 230 | 231 | 232 | 233 | 234 | 235 | 236 | 237 | 238 | 239 | 240 | 241 | 242 | 243 | 244 | 245 | 246 | 247 | 248 | 249 | 250 | 251 | 252 | 253 | 254 | 255 | 256 | 257 | 258 | 259 | 260 | 261 | 262 | 263 | 264 | 265 | 266 | 267 | 268 | 269 | 270 | 271 | 272 | 273 | 274 | 275 | 276 | 277 | 278 | 279 | 280 | 281 | 282 | 283 | 284 | 285 | 286 | 287 | 288 | 289 | 290 | 291
Note on CG60: VICTUS: Penta de Tigo
Note on CG71: VICTUS: 1 penta y 2 HH
Note on CG83: VICTUS: requiere penta

## RND (hidden)
DSD | sectorId | eNodeB Name | EutranCellFDDId | Cell ID | latitude | latHemisphere | longitude | geoDatum | cellRange | beamDirection | Antenna Height(m) | mechanicalAntennaTilt | electricalAntennaTilt | antenna model | tmaType | tmaConfiguration | TMA: dlTrafficDelay | TMA: ulTrafficDelay | TMA: dlAttenuation | ExternalTMA: ulGain | noOfTxAntennas | noOfRxAntennas | Transmission Mode | eUTRA operating band | earfcnDl | earfcnUl | dlChannelBandwidth | ulChannelBandwidth | configuredOutputPower | partOfSectorPower | CGI | RRU Type | 3G1900 Co-Located | 3G850 Co-Located | 2G850 Co-Located | sectorId | PhysicalLayerCellIdGroup | physicalLayerSubCellId | PCI | rachRootSequences
12D 1 | 1 | [8 empty] | TBD | TBD | TBD | TBD | [27 empty] | 12D
12D 2 | 2 | [8 empty] | TBD | TBD | TBD | TBD | [27 empty] | 12D
12D A | A | ARL_WL | 4SCUARL-G | 7 | -17.7803 | S | -63.179 | WGS84 | 15 | TBD | TBD | TBD | TBD | - | N/A | N/A | N/A | N/A | N/A | N/A | 4 | 2 | 4 | 2 | 1150 | 19150 | 10000 | 10000 | 80000 | 100 |  |  | 3G | 2G |  | C | 145 | 0 | 435 | 723 | 12D
12D D | D | [8 empty] | TBD | TBD | TBD | TBD | [27 empty] | 12D
12D E | E | [8 empty] | TBD | TBD | TBD | TBD | [27 empty] | 12D
12D G | G | [8 empty] | TBD | TBD | TBD | TBD | [27 empty] | 12D
12D H | H | [8 empty] | TBD | TBD | TBD | TBD | [27 empty] | 12D
12D I | I | [8 empty] | TBD | TBD | TBD | TBD | [27 empty] | 12D
26M 1 | 1 | [8 empty] | TBD | TBD | TBD | TBD | [27 empty] | 26M
26M 2 | 2 | [8 empty] | TBD | TBD | TBD | TBD | [27 empty] | 26M
26M 3 | 3 | [8 empty] | TBD | TBD | TBD | TBD | [27 empty] | 26M
26M B | B | [8 empty] | TBD | TBD | TBD | TBD | [27 empty] | 26M
26M D | D | [8 empty] | TBD | TBD | TBD | TBD | [27 empty] | 26M
26M F | F | [8 empty] | TBD | TBD | TBD | TBD | [27 empty] | 26M
26M G | G | [8 empty] | TBD | TBD | TBD | TBD | [27 empty] | 26M
26M I | I | [8 empty] | TBD | TBD | TBD | TBD | [27 empty] | 26M
3ANI 1 | 1 | [8 empty] | TBD | TBD | TBD | TBD | [27 empty] | 3ANI
3ANI 2 | 2 | [8 empty] | TBD | TBD | TBD | TBD | [27 empty] | 3ANI
3ANI 3 | 3 | [8 empty] | TBD | TBD | TBD | TBD | [27 empty] | 3ANI
3ANI C | C | [8 empty] | TBD | TBD | TBD | TBD | [27 empty] | 3ANI
3ANI D | D | [8 empty] | TBD | TBD | TBD | TBD | [27 empty] | 3ANI
3ANI E | E | [8 empty] | TBD | TBD | TBD | TBD | [27 empty] | 3ANI
3ANI F | F | [8 empty] | TBD | TBD | TBD | TBD | [27 empty] | 3ANI
3ANI G | G | [8 empty] | TBD | TBD | TBD | TBD | [27 empty] | 3ANI
3ANI H | H | [8 empty] | TBD | TBD | TBD | TBD | [27 empty] | 3ANI
3ANI I | I | [8 empty] | TBD | TBD | TBD | TBD | [27 empty] | 3ANI
6OC 1 | 1 | [8 empty] | TBD | TBD | TBD | TBD | [27 empty] | 6OC
6OC 2 | 2 | [8 empty] | TBD | TBD | TBD | TBD | [27 empty] | 6OC
6OC 3 | 3 | [8 empty] | TBD | TBD | TBD | TBD | [27 empty] | 6OC
6OC D | D | [8 empty] | TBD | TBD | TBD | TBD | [27 empty] | 6OC
6OC F | F | [8 empty] | TBD | TBD | TBD | TBD | [27 empty] | 6OC
6OC G | G | [8 empty] | TBD | TBD | TBD | TBD | [27 empty] | 6OC
6OC H | H | [8 empty] | TBD | TBD | TBD | TBD | [27 empty] | 6OC
6OC I | I | [8 empty] | TBD | TBD | TBD | TBD | [27 empty] | 6OC
ABA 1 | 1 | [8 empty] | TBD | TBD | TBD | TBD | [27 empty] | ABA
ABA 2 | 2 | [8 empty] | TBD | TBD | TBD | TBD | [27 empty] | ABA
ABA 3 | 3 | [8 empty] | TBD | TBD | TBD | TBD | [27 empty] | ABA
ABA D | D | [8 empty] | TBD | TBD | TBD | TBD | [27 empty] | ABA
ABA E | E | RI3_GL | 4BNURI3-G | 7 | -11.0108 | S | -66.0456 | WGS84 | 15 | TBD | TBD | TBD | TBD | - | N/A | N/A | N/A | N/A | N/A | N/A | 4 | 2 | 4 | 2 | 1150 | 19150 | 10000 | 10000 | 80000 | 100 |  |  | 3G | 2G |  | D | 24 | 2 | 74 | 149 | ABA
ABA F | F | [8 empty] | TBD | TBD | TBD | TBD | [27 empty] | ABA
ABA G | G | [8 empty] | TBD | TBD | TBD | TBD | [27 empty] | ABA
ABA H | H | [8 empty] | TBD | TBD | TBD | TBD | [27 empty] | ABA
ABA I | I | [8 empty] | TBD | TBD | TBD | TBD | [27 empty] | ABA
ACB D | D | [8 empty] | TBD | TBD | TBD | TBD | [27 empty] | ACB
ACB E | E | [8 empty] | TBD | TBD | TBD | TBD | [27 empty] | ACB
ACB F | F | [8 empty] | TBD | TBD | TBD | TBD | [27 empty] | ACB
ACB H | H | [8 empty] | TBD | TBD | TBD | TBD | [27 empty] | ACB
ACB I | I | [8 empty] | TBD | TBD | TBD | TBD | [27 empty] | ACB
ACC 1 | 1 | [8 empty] | TBD | TBD | TBD | TBD | [27 empty] | ACC
ACC 2 | 2 | [8 empty] | TBD | TBD | TBD | TBD | [27 empty] | ACC
ACC 3 | 3 | [8 empty] | TBD | TBD | TBD | TBD | [27 empty] | ACC
ACC C | C | [8 empty] | TBD | TBD | TBD | TBD | [27 empty] | ACC
ACC D | D | [8 empty] | TBD | TBD | TBD | TBD | [27 empty] | ACC
ACC E | E | [8 empty] | TBD | TBD | TBD | TBD | [27 empty] | ACC
ACC F | F | [8 empty] | TBD | TBD | TBD | TBD | [27 empty] | ACC
ACC G | G | [8 empty] | TBD | TBD | TBD | TBD | [27 empty] | ACC
ACC H | H | [8 empty] | TBD | TBD | TBD | TBD | [27 empty] | ACC
ACC I | I | [8 empty] | TBD | TBD | TBD | TBD | [27 empty] | ACC
AEC D | D | [8 empty] | TBD | TBD | TBD | TBD | [27 empty] | AEC
AEC F | F | [8 empty] | TBD | TBD | TBD | TBD | [27 empty] | AEC
AEC G | G | [8 empty] | TBD | TBD | TBD | TBD | [27 empty] | AEC
AGH 1 | 1 | [8 empty] | TBD | TBD | TBD | TBD | [27 empty] | AGH
AGH D | D | [8 empty] | TBD | TBD | TBD | TBD | [27 empty] | AGH
AGH E | E | [8 empty] | TBD | TBD | TBD | TBD | [27 empty] | AGH
AGH G | G | [8 empty] | TBD | TBD | TBD | TBD | [27 empty] | AGH
AGH I | I | [8 empty] | TBD | TBD | TBD | TBD | [27 empty] | AGH
AGO 2 | 2 | [8 empty] | TBD | TBD | TBD | TBD | [27 empty] | AGO
AGO 3 | 3 | [8 empty] | TBD | TBD | TBD | TBD | [27 empty] | AGO
AGO D | D | [8 empty] | TBD | TBD | TBD | TBD | [27 empty] | AGO
AGO E | E | [8 empty] | TBD | TBD | TBD | TBD | [27 empty] | AGO
AGO F | F | [8 empty] | TBD | TBD | TBD | TBD | [27 empty] | AGO
AGO G | G | [8 empty] | TBD | TBD | TBD | TBD | [27 empty] | AGO
AGO H | H | [8 empty] | TBD | TBD | TBD | TBD | [27 empty] | AGO
AGO I | I | [8 empty] | TBD | TBD | TBD | TBD | [27 empty] | AGO
AGT D | D | [8 empty] | TBD | TBD | TBD | TBD | [27 empty] | AGT
AGT E | E | [8 empty] | TBD | TBD | TBD | TBD | [27 empty] | AGT
AGT F | F | [8 empty] | TBD | TBD | TBD | TBD | [27 empty] | AGT
AGU 1 | 1 | [8 empty] | TBD | TBD | TBD | TBD | [27 empty] | AGU
AGU 2 | 2 | [8 empty] | TBD | TBD | TBD | TBD | [27 empty] | AGU
AGU 3 | 3 | [8 empty] | TBD | TBD | TBD | TBD | [27 empty] | AGU
AGU D | D | [8 empty] | TBD | TBD | TBD | TBD | [27 empty] | AGU
AGU F | F | [8 empty] | TBD | TBD | TBD | TBD | [27 empty] | AGU
AGU G | G | [8 empty] | TBD | TBD | TBD | TBD | [27 empty] | AGU
AGU I | I | [8 empty] | TBD | TBD | TBD | TBD | [27 empty] | AGU
ALB 1 | 1 | [8 empty] | TBD | TBD | TBD | TBD | [27 empty] | ALB
ALB 3 | 3 | [8 empty] | TBD | TBD | TBD | TBD | [27 empty] | ALB
ALB A | A | [8 empty] | TBD | TBD | TBD | TBD | [27 empty] | ALB
ALB D | D | [8 empty] | TBD | TBD | TBD | TBD | [27 empty] | ALB
ALB E | E | [8 empty] | TBD | TBD | TBD | TBD | [27 empty] | ALB
ALB F | F | [8 empty] | TBD | TBD | TBD | TBD | [27 empty] | ALB
ALB G | G | CIZ_WL | 4SCUCIZ-F | 6 | -17.8913 | S | -63.2213 | WGS84 | 15 | TBD | TBD | TBD | TBD | - | N/A | N/A | N/A | N/A | N/A | N/A | 4 | 4 | 4 | 4 | 2175 | 20175 | 15000 | 15000 | 120000 | 100 |  |  | 3G | 2G |  | F |  |  |  |  | ALB
ALB H | H | [8 empty] | TBD | TBD | TBD | TBD | [27 empty] | ALB
ALB I | I | [8 empty] | TBD | TBD | TBD | TBD | [27 empty] | ALB
ALBR E | E | SCR2_GL | 4SRUSCR2I | 9 | -19.0331 | S | -65.2586 | WGS84 | 15 | TBD | TBD | TBD | TBD | - | N/A | N/A | N/A | N/A | N/A | N/A | 2 | 2 | 4 | 17 | 5790 | 23790 | 10000 | 10000 | 60000 | 100 |  |  | 3G | 2G |  | E | 76 | 2 | 230 | 409 | ALBR
ALE 1 | 1 | [8 empty] | TBD | TBD | TBD | TBD | [27 empty] | ALE
ALE 2 | 2 | [8 empty] | TBD | TBD | TBD | TBD | [27 empty] | ALE
ALE 3 | 3 | [8 empty] | TBD | TBD | TBD | TBD | [27 empty] | ALE
ALE D | D | [8 empty] | TBD | TBD | TBD | TBD | [27 empty] | ALE
ALE E | E | [8 empty] | TBD | TBD | TBD | TBD | [27 empty] | ALE
ALE F | F | [8 empty] | TBD | TBD | TBD | TBD | [27 empty] | ALE
ALE G | G | [8 empty] | TBD | TBD | TBD | TBD | [27 empty] | ALE
ALE H | H | [8 empty] | TBD | TBD | TBD | TBD | [27 empty] | ALE
ALE I | I | CNF_L | 4SCUCNF-H | 8 | -17.791 | S | -63.1795 | WGS84 | 15 | TBD | TBD | TBD | TBD | - | N/A | N/A | N/A | N/A | N/A | N/A | 4 | 4 | 4 | 2 | 1150 | 19150 | 10000 | 10000 | 80000 | 100 |  |  | 3G | 2G |  | H |  |  |  |  | ALE
AMCY E | E | [8 empty] | TBD | TBD | TBD | TBD | [27 empty] | AMCY
AMCY F | F | [8 empty] | TBD | TBD | TBD | TBD | [27 empty] | AMCY
AME G | G | CYA_L | 4TJUCYA-H | 8 | -22.0114 | S | -63.677 | WGS84 | 15 | TBD | TBD | TBD | TBD | - | N/A | N/A | N/A | N/A | N/A | N/A | 4 | 4 | 4 | 2 | 1150 | 19150 | 10000 | 10000 | 120000 | 100 |  |  | 3G | 2G |  | H |  |  |  |  | AME
AME H | H | [8 empty] | TBD | TBD | TBD | TBD | [27 empty] | AME
AME I | I | [8 empty] | TBD | TBD | TBD | TBD | [27 empty] | AME
AND 1 | 1 | [8 empty] | TBD | TBD | TBD | TBD | [27 empty] | AND
AND 2 | 2 | [8 empty] | TBD | TBD | TBD | TBD | [27 empty] | AND
AND 3 | 3 | [8 empty] | TBD | TBD | TBD | TBD | [27 empty] | AND
AND D | D | [8 empty] | TBD | TBD | TBD | TBD | [27 empty] | AND
AND E | E | TAJ_L | 4SCUTAJ-G | 7 | -17.7666 | S | -63.198 | WGS84 | 10 | TBD | TBD | TBD | TBD | - | N/A | N/A | N/A | N/A | N/A | N/A | 4 | 2 | 4 | 2 | 1150 | 19150 | 10000 | 10000 | 80000 | 100 |  |  | 3G | 2G |  | F | 76 | 0 | 228 | 379 | AND
AND F | F | TAJ_L | 4SCUTAJ-H | 8 | -17.7666 | S | -63.198 | WGS84 | 10 | TBD | TBD | TBD | TBD | - | N/A | N/A | N/A | N/A | N/A | N/A | 4 | 2 | 4 | 2 | 1150 | 19150 | 10000 | 10000 | 80000 | 100 |  |  | 3G | 2G |  | E | 36 | 2 | 110 | 209 | AND
AND G | G | [8 empty] | TBD | TBD | TBD | TBD | [27 empty] | AND
AND H | H | [8 empty] | TBD | TBD | TBD | TBD | [27 empty] | AND
AND I | I | [8 empty] | TBD | TBD | TBD | TBD | [27 empty] | AND
ANF 3 | 3 | [8 empty] | TBD | TBD | TBD | TBD | [27 empty] | ANF
ANF I | I | [8 empty] | TBD | TBD | TBD | TBD | [27 empty] | ANF
ANI 1 | 1 | [8 empty] | TBD | TBD | TBD | TBD | [27 empty] | ANI
ANI 2 | 2 | [8 empty] | TBD | TBD | TBD | TBD | [27 empty] | ANI
ANI 3 | 3 | [8 empty] | TBD | TBD | TBD | TBD | [27 empty] | ANI
ANI D | D | [8 empty] | TBD | TBD | TBD | TBD | [27 empty] | ANI
ANI E | E | [8 empty] | TBD | TBD | TBD | TBD | [27 empty] | ANI
ANI F | F | [8 empty] | TBD | TBD | TBD | TBD | [27 empty] | ANI
ANI G | G | [8 empty] | TBD | TBD | TBD | TBD | [27 empty] | ANI
ANI H | H | [8 empty] | TBD | TBD | TBD | TBD | [27 empty] | ANI
ANI I | I | [8 empty] | TBD | TBD | TBD | TBD | [27 empty] | ANI
AQU 1 | 1 | [8 empty] | TBD | TBD | TBD | TBD | [27 empty] | AQU
AQU D | D | [8 empty] | TBD | TBD | TBD | TBD | [27 empty] | AQU
AQU G | G | [8 empty] | TBD | TBD | TBD | TBD | [27 empty] | AQU
AQU H | H | [8 empty] | TBD | TBD | TBD | TBD | [27 empty] | AQU
AQU I | I | [8 empty] | TBD | TBD | TBD | TBD | [27 empty] | AQU
AR2 1 | 1 | [8 empty] | TBD | TBD | TBD | TBD | [27 empty] | AR2
AR2 2 | 2 | [8 empty] | TBD | TBD | TBD | TBD | [27 empty] | AR2
AR2 3 | 3 | [8 empty] | TBD | TBD | TBD | TBD | [27 empty] | AR2
AR2 B | B | [8 empty] | TBD | TBD | TBD | TBD | [27 empty] | AR2
AR2 C | C | CDB_L | 4CBBCDB-I | 9 | -17.3398 | S | -66.1807 | WGS84 | 10 | TBD | TBD | TBD | TBD | - | N/A | N/A | N/A | N/A | N/A | N/A | 4 | 2 | 4 | 2 | 1150 | 19150 | 10000 | 10000 | 80000 | 100 |  |  | 3G | 2G |  | A | 145 | 2 | 437 | 753 | AR2
AR2 D | D | TAJ_L | 4SCUTAJ-I | 9 | -17.7666 | S | -63.198 | WGS84 | 10 | TBD | TBD | TBD | TBD | - | N/A | N/A | N/A | N/A | N/A | N/A | 4 | 2 | 4 | 2 | 1150 | 19150 | 10000 | 10000 | 80000 | 100 |  |  | 3G | 2G |  | F | 52 | 1 | 157 | 274 | AR2
AR2 F | F | UDS_WL | 4SCUUDS-I | 9 | -17.7578 | S | -63.1718 | WGS84 | 10 | TBD | TBD | TBD | TBD | - | N/A | N/A | N/A | N/A | N/A | N/A | 4 | 2 | 4 | 2 | 1150 | 19150 | 10000 | 10000 | 80000 | 100 |  |  | 3G | 2G |  | E | 68 | 2 | 206 | 369 | AR2
AR2 G | G | [8 empty] | TBD | TBD | TBD | TBD | [27 empty] | AR2
AR2 I | I | EDE_L | 4SCUEDE-G | 7 | -17.7997 | S | -63.1681 | WGS84 | 15 | TBD | TBD | TBD | TBD | - | N/A | N/A | N/A | N/A | N/A | N/A | 4 | 4 | 4 | 2 | 1150 | 19150 | 10000 | 10000 | 120000 | 100 |  |  | 3G | 2G |  | G |  |  |  |  | AR2
ARE 3 | 3 | [8 empty] | TBD | TBD | TBD | TBD | [27 empty] | ARE
ARE D | D | [8 empty] | TBD | TBD | TBD | TBD | [27 empty] | ARE
ARE E | E | [8 empty] | TBD | TBD | TBD | TBD | [27 empty] | ARE
ARE F | F | [8 empty] | TBD | TBD | TBD | TBD | [27 empty] | ARE
ARE G | G | [8 empty] | TBD | TBD | TBD | TBD | [27 empty] | ARE
ARE H | H | [8 empty] | TBD | TBD | TBD | TBD | [27 empty] | ARE
ARE I | I | [8 empty] | TBD | TBD | TBD | TBD | [27 empty] | ARE
ARL 1 | 1 | [8 empty] | TBD | TBD | TBD | TBD | [27 empty] | ARL
ARL 2 | 2 | [8 empty] | TBD | TBD | TBD | TBD | [27 empty] | ARL
ARL D | D | [8 empty] | TBD | TBD | TBD | TBD | [27 empty] | ARL
ARL G | G | [8 empty] | TBD | TBD | TBD | TBD | [27 empty] | ARL
ARL H | H | [8 empty] | TBD | TBD | TBD | TBD | [27 empty] | ARL
ARM 1 | 1 | [8 empty] | TBD | TBD | TBD | TBD | [27 empty] | ARM
ARM 2 | 2 | [8 empty] | TBD | TBD | TBD | TBD | [27 empty] | ARM
ARM A | A | [8 empty] | TBD | TBD | TBD | TBD | [27 empty] | ARM
ARM B | B | [8 empty] | TBD | TBD | TBD | TBD | [27 empty] | ARM
ARM D | D | USH_L | 4CBBUSH-I | 9 | -17.4776 | S | -66.1041 | WGS84 | 10 | TBD | TBD | TBD | TBD | - | N/A | N/A | N/A | N/A | N/A | N/A | 4 | 2 | 4 | 2 | 1150 | 19150 | 10000 | 10000 | 80000 | 100 |  |  | 3G | 2G |  | E | 104 | 0 | 312 | 518 | ARM
ARM E | E | [8 empty] | TBD | TBD | TBD | TBD | [27 empty] | ARM
ARM G | G | [8 empty] | TBD | TBD | TBD | TBD | [27 empty] | ARM
ARM H | H | [8 empty] | TBD | TBD | TBD | TBD | [27 empty] | ARM
ARM I | I | [8 empty] | TBD | TBD | TBD | TBD | [27 empty] | ARM
ARN 3 | 3 | [8 empty] | TBD | TBD | TBD | TBD | [27 empty] | ARN
ARN D | D | [8 empty] | TBD | TBD | TBD | TBD | [27 empty] | ARN
ARN F | F | [8 empty] | TBD | TBD | TBD | TBD | [27 empty] | ARN
ARN I | I | [8 empty] | TBD | TBD | TBD | TBD | [27 empty] | ARN
ASG 1 | 1 | [8 empty] | TBD | TBD | TBD | TBD | [27 empty] | ASG
ASG 2 | 2 | [8 empty] | TBD | TBD | TBD | TBD | [27 empty] | ASG
ASG E | E | [8 empty] | TBD | TBD | TBD | TBD | [27 empty] | ASG
ASG H | H | [8 empty] | TBD | TBD | TBD | TBD | [27 empty] | ASG
ASG I | I | [8 empty] | TBD | TBD | TBD | TBD | [27 empty] | ASG
ASG4 D | D | [8 empty] | TBD | TBD | TBD | TBD | [27 empty] | ASG4
ASG4 E | E | [8 empty] | TBD | TBD | TBD | TBD | [27 empty] | ASG4
ASG4 F | F | [8 empty] | TBD | TBD | TBD | TBD | [27 empty] | ASG4
ASN 2 | 2 | [8 empty] | TBD | TBD | TBD | TBD | [27 empty] | ASN
ASN H | H | [8 empty] | TBD | TBD | TBD | TBD | [27 empty] | ASN
ASP 2 | 2 | [8 empty] | TBD | TBD | TBD | TBD | [27 empty] | ASP
ASP E | E | [8 empty] | TBD | TBD | TBD | TBD | [27 empty] | ASP
ASP H | H | [8 empty] | TBD | TBD | TBD | TBD | [27 empty] | ASP
ASP I | I | [8 empty] | TBD | TBD | TBD | TBD | [27 empty] | ASP
AVA D | D | [8 empty] | TBD | TBD | TBD | TBD | [27 empty] | AVA
AVA E | E | [8 empty] | TBD | TBD | TBD | TBD | [27 empty] | AVA
AVA F | F | [8 empty] | TBD | TBD | TBD | TBD | [27 empty] | AVA
AVA G | G | [8 empty] | TBD | TBD | TBD | TBD | [27 empty] | AVA
AVA I | I | [8 empty] | TBD | TBD | TBD | TBD | [27 empty] | AVA
AVG 2 | 2 | [8 empty] | TBD | TBD | TBD | TBD | [27 empty] | AVG
AVG H | H | [8 empty] | TBD | TBD | TBD | TBD | [27 empty] | AVG
AVG I | I | [8 empty] | TBD | TBD | TBD | TBD | [27 empty] | AVG
AVLC D | D | [8 empty] | TBD | TBD | TBD | TBD | [27 empty] | AVLC
AVLC E | E | 4BNUUSM- | 4BNUUSM-I | 9 | -14.8387 | S | -64.9261 | WGS84 | 10 | TBD | TBD | TBD | TBD | - | N/A | N/A | N/A | N/A | N/A | N/A | 4 | 2 | 4 | 2 | 1150 | 19150 | 10000 | 10000 | 80000 | 100 |  |  | 3G | 2G |  | F | 91 | 2 | 275 | 483 | AVLC
AVLC F | F | [8 empty] | TBD | TBD | TBD | TBD | [27 empty] | AVLC
AYA 2 | 2 | [8 empty] | TBD | TBD | TBD | TBD | [27 empty] | AYA
AYA 3 | 3 | [8 empty] | TBD | TBD | TBD | TBD | [27 empty] | AYA
AYA C | C | [8 empty] | TBD | TBD | TBD | TBD | [27 empty] | AYA
AYA D | D | [8 empty] | TBD | TBD | TBD | TBD | [27 empty] | AYA
AYA E | E | [8 empty] | TBD | TBD | TBD | TBD | [27 empty] | AYA
AYA F | F | [8 empty] | TBD | TBD | TBD | TBD | [27 empty] | AYA
AYA G | G | [8 empty] | TBD | TBD | TBD | TBD | [27 empty] | AYA
AYA H | H | [8 empty] | TBD | TBD | TBD | TBD | [27 empty] | AYA
B13 1 | 1 | [8 empty] | TBD | TBD | TBD | TBD | [27 empty] | B13
B13 G | G | [8 empty] | TBD | TBD | TBD | TBD | [27 empty] | B13
B13 H | H | [8 empty] | TBD | TBD | TBD | TBD | [27 empty] | B13
B13 I | I | [8 empty] | TBD | TBD | TBD | TBD | [27 empty] | B13
B15 2 | 2 | [8 empty] | TBD | TBD | TBD | TBD | [27 empty] | B15
B15 G | G | [8 empty] | TBD | TBD | TBD | TBD | [27 empty] | B15
B15 H | H | [8 empty] | TBD | TBD | TBD | TBD | [27 empty] | B15
B15 I | I | [8 empty] | TBD | TBD | TBD | TBD | [27 empty] | B15
B26 1 | 1 | [8 empty] | TBD | TBD | TBD | TBD | [27 empty] | B26
B26 2 | 2 | [8 empty] | TBD | TBD | TBD | TBD | [27 empty] | B26
B26 3 | 3 | [8 empty] | TBD | TBD | TBD | TBD | [27 empty] | B26
B26 D | D | VES_L | 4SCUVES-G | 7 | -17.855 | S | -63.1737 | WGS84 | 15 | TBD | TBD | TBD | TBD | - | N/A | N/A | N/A | N/A | N/A | N/A | 4 | 2 | 4 | 2 | 1150 | 19150 | 10000 | 10000 | 80000 | 100 |  |  | 3G | 2G |  | F | 122 | 1 | 367 | 623 | B26
B26 E | E | [8 empty] | TBD | TBD | TBD | TBD | [27 empty] | B26
B26 F | F | [8 empty] | TBD | TBD | TBD | TBD | [27 empty] | B26
B26 G | G | [8 empty] | TBD | TBD | TBD | TBD | [27 empty] | B26
B26 H | H | [8 empty] | TBD | TBD | TBD | TBD | [27 empty] | B26
B26 I | I | [8 empty] | TBD | TBD | TBD | TBD | [27 empty] | B26
B2K 1 | 1 | [8 empty] | TBD | TBD | TBD | TBD | [27 empty] | B2K
B2K 2 | 2 | [8 empty] | TBD | TBD | TBD | TBD | [27 empty] | B2K
B2K 3 | 3 | [8 empty] | TBD | TBD | TBD | TBD | [27 empty] | B2K
B2K A | A | [8 empty] | TBD | TBD | TBD | TBD | [27 empty] | B2K
B2K E | E | [8 empty] | TBD | TBD | TBD | TBD | [27 empty] | B2K
B2K H | H | [8 empty] | TBD | TBD | TBD | TBD | [27 empty] | B2K
B2K I | I | [8 empty] | TBD | TBD | TBD | TBD | [27 empty] | B2K
B30 1 | 1 | [8 empty] | TBD | TBD | TBD | TBD | [27 empty] | B30
B30 3 | 3 | [8 empty] | TBD | TBD | TBD | TBD | [27 empty] | B30
B30 G | G | [8 empty] | TBD | TBD | TBD | TBD | [27 empty] | B30
B30 H | H | [8 empty] | TBD | TBD | TBD | TBD | [27 empty] | B30
B30 I | I | [8 empty] | TBD | TBD | TBD | TBD | [27 empty] | B30
BAB 1 | 1 | [8 empty] | TBD | TBD | TBD | TBD | [27 empty] | BAB
BAB 2 | 2 | [8 empty] | TBD | TBD | TBD | TBD | [27 empty] | BAB
BAB 3 | 3 | [8 empty] | TBD | TBD | TBD | TBD | [27 empty] | BAB
BAB G | G | [8 empty] | TBD | TBD | TBD | TBD | [27 empty] | BAB
BAB H | H | [8 empty] | TBD | TBD | TBD | TBD | [27 empty] | BAB
BAB I | I | [8 empty] | TBD | TBD | TBD | TBD | [27 empty] | BAB
BAE 1 | 1 | [8 empty] | TBD | TBD | TBD | TBD | [27 empty] | BAE
BAE 2 | 2 | [8 empty] | TBD | TBD | TBD | TBD | [27 empty] | BAE
BAE 3 | 3 | [8 empty] | TBD | TBD | TBD | TBD | [27 empty] | BAE
BAE G | G | [8 empty] | TBD | TBD | TBD | TBD | [27 empty] | BAE
BAE H | H | [8 empty] | TBD | TBD | TBD | TBD | [27 empty] | BAE
BAE I | I | [8 empty] | TBD | TBD | TBD | TBD | [27 empty] | BAE
BAJ 1 | 1 | [8 empty] | TBD | TBD | TBD | TBD | [27 empty] | BAJ
BAJ 2 | 2 | [8 empty] | TBD | TBD | TBD | TBD | [27 empty] | BAJ
BAJ E | E | [8 empty] | TBD | TBD | TBD | TBD | [27 empty] | BAJ
BAJ G | G | [8 empty] | TBD | TBD | TBD | TBD | [27 empty] | BAJ
BAJ H | H | [8 empty] | TBD | TBD | TBD | TBD | [27 empty] | BAJ
BAJ I | I | [8 empty] | TBD | TBD | TBD | TBD | [27 empty] | BAJ
BAL5 D | D | VES_L | 4SCUVES-I | 9 | -17.855 | S | -63.1737 | WGS84 | 15 | TBD | TBD | TBD | TBD | - | N/A | N/A | N/A | N/A | N/A | N/A | 4 | 2 | 4 | 2 | 1150 | 19150 | 10000 | 10000 | 80000 | 100 |  |  | 3G | 2G |  | F | 119 | 0 | 357 | 593 | BAL5
BAL5 E | E | BAZ_GWL | 4CBBBAZ-H | 8 | -17.3759 | S | -66.1478 | WGS84 | 15 | TBD | TBD | TBD | TBD | - | N/A | N/A | N/A | N/A | N/A | N/A | 4 | 2 | 4 | 2 | 1150 | 19150 | 10000 | 10000 | 80000 | 100 |  |  | 3G | 2G |  | F | 74 | 0 | 222 | 384 | BAL5
BAL5 F | F | BAZ_GWL | 4CBBBAZ-I | 9 | -17.3759 | S | -66.1478 | WGS84 | 15 | TBD | TBD | TBD | TBD | - | N/A | N/A | N/A | N/A | N/A | N/A | 4 | 2 | 4 | 2 | 1150 | 19150 | 10000 | 10000 | 80000 | 100 |  |  | 3G | 2G |  | E | 16 | 1 | 49 | 94 | BAL5
BAM 1 | 1 | [8 empty] | TBD | TBD | TBD | TBD | [27 empty] | BAM
BAM 2 | 2 | [8 empty] | TBD | TBD | TBD | TBD | [27 empty] | BAM
BAM C | C | CDG_GL | 4SCUCDG-G | 7 | -17.7204 | S | -63.1679 | WGS84 | 15 | TBD | TBD | TBD | TBD | - | N/A | N/A | N/A | N/A | N/A | N/A | 4 | 2 | 4 | 2 | 1150 | 19150 | 10000 | 10000 | 80000 | 100 |  |  | 3G | 2G |  | B | 110 | 0 | 330 | 548 | BAM
BAM E | E | [8 empty] | TBD | TBD | TBD | TBD | [27 empty] | BAM
BAM G | G | [8 empty] | TBD | TBD | TBD | TBD | [27 empty] | BAM
BAM H | H | [8 empty] | TBD | TBD | TBD | TBD | [27 empty] | BAM
BAR 1 | 1 | [8 empty] | TBD | TBD | TBD | TBD | [27 empty] | BAR
BAR 2 | 2 | [8 empty] | TBD | TBD | TBD | TBD | [27 empty] | BAR
BAR 3 | 3 | [8 empty] | TBD | TBD | TBD | TBD | [27 empty] | BAR
BAR G | G | [8 empty] | TBD | TBD | TBD | TBD | [27 empty] | BAR
BAR H | H | [8 empty] | TBD | TBD | TBD | TBD | [27 empty] | BAR
BAR I | I | [8 empty] | TBD | TBD | TBD | TBD | [27 empty] | BAR
BAS D | D | [8 empty] | TBD | TBD | TBD | TBD | [27 empty] | BAS
BAS E | E | [8 empty] | TBD | TBD | TBD | TBD | [27 empty] | BAS
BAS F | F | [8 empty] | TBD | TBD | TBD | TBD | [27 empty] | BAS
BAZ 2 | 2 | [8 empty] | TBD | TBD | TBD | TBD | [27 empty] | BAZ
BAZ B | B | [8 empty] | TBD | TBD | TBD | TBD | [27 empty] | BAZ
BAZ C | C | [8 empty] | TBD | TBD | TBD | TBD | [27 empty] | BAZ
BAZ G | G | [8 empty] | TBD | TBD | TBD | TBD | [27 empty] | BAZ
BCC 1 | 1 | [8 empty] | TBD | TBD | TBD | TBD | [27 empty] | BCC
BCC 2 | 2 | [8 empty] | TBD | TBD | TBD | TBD | [27 empty] | BCC
BCC 3 | 3 | [8 empty] | TBD | TBD | TBD | TBD | [27 empty] | BCC
BCC G | G | [8 empty] | TBD | TBD | TBD | TBD | [27 empty] | BCC
BCC H | H | POR2_WL | 4SCUPOR2G | 7 | -17.3631 | S | -63.4047 | WGS84 | 15 | TBD | TBD | TBD | TBD | - | N/A | N/A | N/A | N/A | N/A | N/A | 4 | 4 | 4 | 2 | 1150 | 19150 | 10000 | 10000 | 120000 | 100 |  |  | 3G | 2G |  | G |  |  |  |  | BCC
BCC I | I | RIB6_L | 4BNURIB6G | 7 | -11.0308 | S | -66.0413 | WGS84 | 15 | TBD | TBD | TBD | TBD | - | N/A | N/A | N/A | N/A | N/A | N/A | 4 | 4 | 4 | 2 | 1150 | 19150 | 10000 | 10000 | 80000 | 100 |  |  | 3G | 2G |  | G |  |  |  |  | BCC
BCD 1 | 1 | [8 empty] | TBD | TBD | TBD | TBD | [27 empty] | BCD
BCD 3 | 3 | [8 empty] | TBD | TBD | TBD | TBD | [27 empty] | BCD
BCD B | B | [8 empty] | TBD | TBD | TBD | TBD | [27 empty] | BCD
BCD C | C | [8 empty] | TBD | TBD | TBD | TBD | [27 empty] | BCD
BCD D | D | [8 empty] | TBD | TBD | TBD | TBD | [27 empty] | BCD
BCD F | F | [8 empty] | TBD | TBD | TBD | TBD | [27 empty] | BCD
BCD G | G | [8 empty] | TBD | TBD | TBD | TBD | [27 empty] | BCD
BCD I | I | [8 empty] | TBD | TBD | TBD | TBD | [27 empty] | BCD
BCM 1 | 1 | [8 empty] | TBD | TBD | TBD | TBD | [27 empty] | BCM
BCM 2 | 2 | [8 empty] | TBD | TBD | TBD | TBD | [27 empty] | BCM
BCM B | B | [8 empty] | TBD | TBD | TBD | TBD | [27 empty] | BCM
BCM D | D | [8 empty] | TBD | TBD | TBD | TBD | [27 empty] | BCM
BCM E | E | [8 empty] | TBD | TBD | TBD | TBD | [27 empty] | BCM
BCM F | F | [8 empty] | TBD | TBD | TBD | TBD | [27 empty] | BCM
BCM G | G | [8 empty] | TBD | TBD | TBD | TBD | [27 empty] | BCM
BCM H | H | [8 empty] | TBD | TBD | TBD | TBD | [27 empty] | BCM
BCM I | I | [8 empty] | TBD | TBD | TBD | TBD | [27 empty] | BCM
BCS 1 | 1 | [8 empty] | TBD | TBD | TBD | TBD | [27 empty] | BCS
BCS 2 | 2 | [8 empty] | TBD | TBD | TBD | TBD | [27 empty] | BCS
BCS D | D | [8 empty] | TBD | TBD | TBD | TBD | [27 empty] | BCS
BCS G | G | [8 empty] | TBD | TBD | TBD | TBD | [27 empty] | BCS
BCS H | H | [8 empty] | TBD | TBD | TBD | TBD | [27 empty] | BCS
BCS I | I | [8 empty] | TBD | TBD | TBD | TBD | [27 empty] | BCS
BED 1 | 1 | [8 empty] | TBD | TBD | TBD | TBD | [27 empty] | BED
BED 2 | 2 | [8 empty] | TBD | TBD | TBD | TBD | [27 empty] | BED
BED 3 | 3 | [8 empty] | TBD | TBD | TBD | TBD | [27 empty] | BED
BED G | G | [8 empty] | TBD | TBD | TBD | TBD | [27 empty] | BED
BED H | H | [8 empty] | TBD | TBD | TBD | TBD | [27 empty] | BED
BED I | I | [8 empty] | TBD | TBD | TBD | TBD | [27 empty] | BED
BEL 1 | 1 | [8 empty] | TBD | TBD | TBD | TBD | [27 empty] | BEL
BEL D | D | [8 empty] | TBD | TBD | TBD | TBD | [27 empty] | BEL
BEL G | G | [8 empty] | TBD | TBD | TBD | TBD | [27 empty] | BEL
BGD 1 | 1 | [8 empty] | TBD | TBD | TBD | TBD | [27 empty] | BGD
BGD 3 | 3 | [8 empty] | TBD | TBD | TBD | TBD | [27 empty] | BGD
BGD A | A | [8 empty] | TBD | TBD | TBD | TBD | [27 empty] | BGD
BGD D | D | [8 empty] | TBD | TBD | TBD | TBD | [27 empty] | BGD
BGD F | F | [8 empty] | TBD | TBD | TBD | TBD | [27 empty] | BGD
BGD G | G | [8 empty] | TBD | TBD | TBD | TBD | [27 empty] | BGD
BGD I | I | [8 empty] | TBD | TBD | TBD | TBD | [27 empty] | BGD
BGR 1 | 1 | [8 empty] | TBD | TBD | TBD | TBD | [27 empty] | BGR
BGR A | A | [8 empty] | TBD | TBD | TBD | TBD | [27 empty] | BGR
BGR D | D | [8 empty] | TBD | TBD | TBD | TBD | [27 empty] | BGR
BGR E | E | [8 empty] | TBD | TBD | TBD | TBD | [27 empty] | BGR
BGR F | F | [8 empty] | TBD | TBD | TBD | TBD | [27 empty] | BGR
BGR G | G | [8 empty] | TBD | TBD | TBD | TBD | [27 empty] | BGR
BGR H | H | [8 empty] | TBD | TBD | TBD | TBD | [27 empty] | BGR
BHC 1 | 1 | [8 empty] | TBD | TBD | TBD | TBD | [27 empty] | BHC
BHC 2 | 2 | [8 empty] | TBD | TBD | TBD | TBD | [27 empty] | BHC
BHC 3 | 3 | [8 empty] | TBD | TBD | TBD | TBD | [27 empty] | BHC
BHC A | A | [8 empty] | TBD | TBD | TBD | TBD | [27 empty] | BHC
BHC B | B | [8 empty] | TBD | TBD | TBD | TBD | [27 empty] | BHC
BHC C | C | [8 empty] | TBD | TBD | TBD | TBD | [27 empty] | BHC
BHC G | G | [8 empty] | TBD | TBD | TBD | TBD | [27 empty] | BHC
BHC H | H | [8 empty] | TBD | TBD | TBD | TBD | [27 empty] | BHC
BHC I | I | [8 empty] | TBD | TBD | TBD | TBD | [27 empty] | BHC
BIM 1 | 1 | [8 empty] | TBD | TBD | TBD | TBD | [27 empty] | BIM
BIM 2 | 2 | [8 empty] | TBD | TBD | TBD | TBD | [27 empty] | BIM
BIM 3 | 3 | [8 empty] | TBD | TBD | TBD | TBD | [27 empty] | BIM
BIM D | D | [8 empty] | TBD | TBD | TBD | TBD | [27 empty] | BIM
BIM E | E | [8 empty] | TBD | TBD | TBD | TBD | [27 empty] | BIM
BIM F | F | [8 empty] | TBD | TBD | TBD | TBD | [27 empty] | BIM
BIM G | G | [8 empty] | TBD | TBD | TBD | TBD | [27 empty] | BIM
BIM H | H | [8 empty] | TBD | TBD | TBD | TBD | [27 empty] | BIM
BIM I | I | [8 empty] | TBD | TBD | TBD | TBD | [27 empty] | BIM
BJO D | D | [8 empty] | TBD | TBD | TBD | TBD | [27 empty] | BJO
BJO E | E | [8 empty] | TBD | TBD | TBD | TBD | [27 empty] | BJO
BJO F | F | [8 empty] | TBD | TBD | TBD | TBD | [27 empty] | BJO
BJO G | G | [8 empty] | TBD | TBD | TBD | TBD | [27 empty] | BJO
BJO H | H | [8 empty] | TBD | TBD | TBD | TBD | [27 empty] | BJO
BL2 1 | 1 | [8 empty] | TBD | TBD | TBD | TBD | [27 empty] | BL2
BL2 3 | 3 | [8 empty] | TBD | TBD | TBD | TBD | [27 empty] | BL2
BL2 D | D | [8 empty] | TBD | TBD | TBD | TBD | [27 empty] | BL2
BL2 E | E | [8 empty] | TBD | TBD | TBD | TBD | [27 empty] | BL2
BL2 F | F | [8 empty] | TBD | TBD | TBD | TBD | [27 empty] | BL2
BL2 G | G | [8 empty] | TBD | TBD | TBD | TBD | [27 empty] | BL2
BL2 H | H | [8 empty] | TBD | TBD | TBD | TBD | [27 empty] | BL2
BL2 I | I | [8 empty] | TBD | TBD | TBD | TBD | [27 empty] | BL2
BLA 1 | 1 | [8 empty] | TBD | TBD | TBD | TBD | [27 empty] | BLA
BLA 2 | 2 | [8 empty] | TBD | TBD | TBD | TBD | [27 empty] | BLA
BLA 3 | 3 | [8 empty] | TBD | TBD | TBD | TBD | [27 empty] | BLA
BLA D | D | [8 empty] | TBD | TBD | TBD | TBD | [27 empty] | BLA
BLA E | E | [8 empty] | TBD | TBD | TBD | TBD | [27 empty] | BLA
BLA F | F | [8 empty] | TBD | TBD | TBD | TBD | [27 empty] | BLA
BLA G | G | [8 empty] | TBD | TBD | TBD | TBD | [27 empty] | BLA
BLA H | H | [8 empty] | TBD | TBD | TBD | TBD | [27 empty] | BLA
BLA I | I | [8 empty] | TBD | TBD | TBD | TBD | [27 empty] | BLA
BLE 1 | 1 | [8 empty] | TBD | TBD | TBD | TBD | [27 empty] | BLE
BLE 2 | 2 | [8 empty] | TBD | TBD | TBD | TBD | [27 empty] | BLE
BLE 3 | 3 | [8 empty] | TBD | TBD | TBD | TBD | [27 empty] | BLE
BLE D | D | [8 empty] | TBD | TBD | TBD | TBD | [27 empty] | BLE
BLE E | E | [8 empty] | TBD | TBD | TBD | TBD | [27 empty] | BLE
BLE F | F | [8 empty] | TBD | TBD | TBD | TBD | [27 empty] | BLE
BLE G | G | [8 empty] | TBD | TBD | TBD | TBD | [27 empty] | BLE
BLE H | H | [8 empty] | TBD | TBD | TBD | TBD | [27 empty] | BLE
BLE I | I | [8 empty] | TBD | TBD | TBD | TBD | [27 empty] | BLE
BLN 1 | 1 | [8 empty] | TBD | TBD | TBD | TBD | [27 empty] | BLN
BLN 3 | 3 | [8 empty] | TBD | TBD | TBD | TBD | [27 empty] | BLN
BLN D | D | [8 empty] | TBD | TBD | TBD | TBD | [27 empty] | BLN
BLN F | F | [8 empty] | TBD | TBD | TBD | TBD | [27 empty] | BLN
BLN G | G | [8 empty] | TBD | TBD | TBD | TBD | [27 empty] | BLN
BLN H | H | [8 empty] | TBD | TBD | TBD | TBD | [27 empty] | BLN
BLN I | I | [8 empty] | TBD | TBD | TBD | TBD | [27 empty] | BLN
BLV 1 | 1 | [8 empty] | TBD | TBD | TBD | TBD | [27 empty] | BLV
BLV 3 | 3 | [8 empty] | TBD | TBD | TBD | TBD | [27 empty] | BLV
BLV A | A | [8 empty] | TBD | TBD | TBD | TBD | [27 empty] | BLV
BLV D | D | [8 empty] | TBD | TBD | TBD | TBD | [27 empty] | BLV
BLV F | F | [8 empty] | TBD | TBD | TBD | TBD | [27 empty] | BLV
BLV G | G | [8 empty] | TBD | TBD | TBD | TBD | [27 empty] | BLV
BLV I | I | [8 empty] | TBD | TBD | TBD | TBD | [27 empty] | BLV
BMC D | D | [8 empty] | TBD | TBD | TBD | TBD | [27 empty] | BMC
BMC E | E | [8 empty] | TBD | TBD | TBD | TBD | [27 empty] | BMC
BMC F | F | [8 empty] | TBD | TBD | TBD | TBD | [27 empty] | BMC
BMC H | H | [8 empty] | TBD | TBD | TBD | TBD | [27 empty] | BMC
BMC I | I | [8 empty] | TBD | TBD | TBD | TBD | [27 empty] | BMC
BMM 1 | 1 | [8 empty] | TBD | TBD | TBD | TBD | [27 empty] | BMM
BMM 2 | 2 | [8 empty] | TBD | TBD | TBD | TBD | [27 empty] | BMM
BMM 3 | 3 | [8 empty] | TBD | TBD | TBD | TBD | [27 empty] | BMM
BMM D | D | [8 empty] | TBD | TBD | TBD | TBD | [27 empty] | BMM
BMM E | E | [8 empty] | TBD | TBD | TBD | TBD | [27 empty] | BMM
BMM G | G | [8 empty] | TBD | TBD | TBD | TBD | [27 empty] | BMM
BMM H | H | [8 empty] | TBD | TBD | TBD | TBD | [27 empty] | BMM
BNP 1 | 1 | [8 empty] | TBD | TBD | TBD | TBD | [27 empty] | BNP
BNP 2 | 2 | [8 empty] | TBD | TBD | TBD | TBD | [27 empty] | BNP
BNP 3 | 3 | [8 empty] | TBD | TBD | TBD | TBD | [27 empty] | BNP
BNP D | D | [8 empty] | TBD | TBD | TBD | TBD | [27 empty] | BNP
BNP E | E | [8 empty] | TBD | TBD | TBD | TBD | [27 empty] | BNP
BNP F | F | [8 empty] | TBD | TBD | TBD | TBD | [27 empty] | BNP
BNP G | G | [8 empty] | TBD | TBD | TBD | TBD | [27 empty] | BNP
BNP H | H | [8 empty] | TBD | TBD | TBD | TBD | [27 empty] | BNP
BNP I | I | [8 empty] | TBD | TBD | TBD | TBD | [27 empty] | BNP
BOL 1 | 1 | [8 empty] | TBD | TBD | TBD | TBD | [27 empty] | BOL
BOL 2 | 2 | [8 empty] | TBD | TBD | TBD | TBD | [27 empty] | BOL
BOL 3 | 3 | [8 empty] | TBD | TBD | TBD | TBD | [27 empty] | BOL
BOL D | D | [8 empty] | TBD | TBD | TBD | TBD | [27 empty] | BOL
BOL E | E | [8 empty] | TBD | TBD | TBD | TBD | [27 empty] | BOL
BOL F | F | [8 empty] | TBD | TBD | TBD | TBD | [27 empty] | BOL
BOL G | G | [8 empty] | TBD | TBD | TBD | TBD | [27 empty] | BOL
BOL H | H | [8 empty] | TBD | TBD | TBD | TBD | [27 empty] | BOL
BOL I | I | [8 empty] | TBD | TBD | TBD | TBD | [27 empty] | BOL
BOR 2 | 2 | [8 empty] | TBD | TBD | TBD | TBD | [27 empty] | BOR
BOR 3 | 3 | [8 empty] | TBD | TBD | TBD | TBD | [27 empty] | BOR
BOR E | E | [8 empty] | TBD | TBD | TBD | TBD | [27 empty] | BOR
BOR G | G | [8 empty] | TBD | TBD | TBD | TBD | [27 empty] | BOR
BOR H | H | [8 empty] | TBD | TBD | TBD | TBD | [27 empty] | BOR
BOR I | I | [8 empty] | TBD | TBD | TBD | TBD | [27 empty] | BOR
BPC 1 | 1 | [8 empty] | TBD | TBD | TBD | TBD | [27 empty] | BPC
BPC 2 | 2 | [8 empty] | TBD | TBD | TBD | TBD | [27 empty] | BPC
BPC D | D | [8 empty] | TBD | TBD | TBD | TBD | [27 empty] | BPC
BPC G | G | [8 empty] | TBD | TBD | TBD | TBD | [27 empty] | BPC
BPC H | H | [8 empty] | TBD | TBD | TBD | TBD | [27 empty] | BPC
BPC I | I | [8 empty] | TBD | TBD | TBD | TBD | [27 empty] | BPC
BPG 1 | 1 | [8 empty] | TBD | TBD | TBD | TBD | [27 empty] | BPG
BPG 3 | 3 | [8 empty] | TBD | TBD | TBD | TBD | [27 empty] | BPG
BPG D | D | [8 empty] | TBD | TBD | TBD | TBD | [27 empty] | BPG
BPG F | F | [8 empty] | TBD | TBD | TBD | TBD | [27 empty] | BPG
BPG G | G | [8 empty] | TBD | TBD | TBD | TBD | [27 empty] | BPG
BPG I | I | [8 empty] | TBD | TBD | TBD | TBD | [27 empty] | BPG
BPT 1 | 1 | [8 empty] | TBD | TBD | TBD | TBD | [27 empty] | BPT
BPT 3 | 3 | [8 empty] | TBD | TBD | TBD | TBD | [27 empty] | BPT
BPT C | C | [8 empty] | TBD | TBD | TBD | TBD | [27 empty] | BPT
BPT D | D | [8 empty] | TBD | TBD | TBD | TBD | [27 empty] | BPT
BPT G | G | [8 empty] | TBD | TBD | TBD | TBD | [27 empty] | BPT
BPT I | I | [8 empty] | TBD | TBD | TBD | TBD | [27 empty] | BPT
BRI 1 | 1 | [8 empty] | TBD | TBD | TBD | TBD | [27 empty] | BRI
BRI 2 | 2 | [8 empty] | TBD | TBD | TBD | TBD | [27 empty] | BRI
BRI 3 | 3 | [8 empty] | TBD | TBD | TBD | TBD | [27 empty] | BRI
BRI D | D | [8 empty] | TBD | TBD | TBD | TBD | [27 empty] | BRI
BRI E | E | [8 empty] | TBD | TBD | TBD | TBD | [27 empty] | BRI
BRI F | F | [8 empty] | TBD | TBD | TBD | TBD | [27 empty] | BRI
BRI G | G | [8 empty] | TBD | TBD | TBD | TBD | [27 empty] | BRI
BRI H | H | RIB6_L | 4BNURIB6I | 9 | -11.0308 | S | -66.0413 | WGS84 | 15 | TBD | TBD | TBD | TBD | - | N/A | N/A | N/A | N/A | N/A | N/A | 4 | 4 | 4 | 2 | 1150 | 19150 | 10000 | 10000 | 80000 | 100 |  |  | 3G | 2G |  | I |  |  |  |  | BRI
BRI I | I | RIB7_L | 4BNURIB7I | 9 | -10.9991 | S | -66.0645 | WGS84 | 15 | TBD | TBD | TBD | TBD | - | N/A | N/A | N/A | N/A | N/A | N/A | 4 | 4 | 4 | 2 | 1150 | 19150 | 10000 | 10000 | 80000 | 100 |  |  | 3G | 2G |  | I |  |  |  |  | BRI
BSP 2 | 2 | [8 empty] | TBD | TBD | TBD | TBD | [27 empty] | BSP
BSP 3 | 3 | [8 empty] | TBD | TBD | TBD | TBD | [27 empty] | BSP
BSP D | D | [8 empty] | TBD | TBD | TBD | TBD | [27 empty] | BSP
BSP E | E | [8 empty] | TBD | TBD | TBD | TBD | [27 empty] | BSP
BSP F | F | [8 empty] | TBD | TBD | TBD | TBD | [27 empty] | BSP
BSP H | H | SAC3_WL | 4CBBSAC3D | 4 | -17.4161 | S | -66.022 | WGS84 | 15 | TBD | TBD | TBD | TBD | - | N/A | N/A | N/A | N/A | N/A | N/A | 4 | 4 | 4 | 4 | 2175 | 20175 | 15000 | 15000 | 80000 | 100 |  |  | 3G | 2G |  | D |  |  |  |  | BSP
BSP I | I | [8 empty] | TBD | TBD | TBD | TBD | [27 empty] | BSP
BSR B | B | [8 empty] | TBD | TBD | TBD | TBD | [27 empty] | BSR
BSR D | D | [8 empty] | TBD | TBD | TBD | TBD | [27 empty] | BSR
BSR E | E | [8 empty] | TBD | TBD | TBD | TBD | [27 empty] | BSR
BSR F | F | [8 empty] | TBD | TBD | TBD | TBD | [27 empty] | BSR
BSR G | G | [8 empty] | TBD | TBD | TBD | TBD | [27 empty] | BSR
BSR H | H | [8 empty] | TBD | TBD | TBD | TBD | [27 empty] | BSR
BSR I | I | [8 empty] | TBD | TBD | TBD | TBD | [27 empty] | BSR
BSZ 1 | 1 | [8 empty] | TBD | TBD | TBD | TBD | [27 empty] | BSZ
BSZ 3 | 3 | [8 empty] | TBD | TBD | TBD | TBD | [27 empty] | BSZ
BSZ G | G | [8 empty] | TBD | TBD | TBD | TBD | [27 empty] | BSZ
BSZ H | H | [8 empty] | TBD | TBD | TBD | TBD | [27 empty] | BSZ
BSZ I | I | [8 empty] | TBD | TBD | TBD | TBD | [27 empty] | BSZ
BTH 2 | 2 | [8 empty] | TBD | TBD | TBD | TBD | [27 empty] | BTH
BTH 3 | 3 | [8 empty] | TBD | TBD | TBD | TBD | [27 empty] | BTH
BTH D | D | [8 empty] | TBD | TBD | TBD | TBD | [27 empty] | BTH
BTH E | E | [8 empty] | TBD | TBD | TBD | TBD | [27 empty] | BTH
BTH F | F | [8 empty] | TBD | TBD | TBD | TBD | [27 empty] | BTH
BTH H | H | [8 empty] | TBD | TBD | TBD | TBD | [27 empty] | BTH
BTH I | I | [8 empty] | TBD | TBD | TBD | TBD | [27 empty] | BTH
BTI 2 | 2 | [8 empty] | TBD | TBD | TBD | TBD | [27 empty] | BTI
BTI 3 | 3 | [8 empty] | TBD | TBD | TBD | TBD | [27 empty] | BTI
BTI G | G | [8 empty] | TBD | TBD | TBD | TBD | [27 empty] | BTI
BTI H | H | [8 empty] | TBD | TBD | TBD | TBD | [27 empty] | BTI
BTI I | I | [8 empty] | TBD | TBD | TBD | TBD | [27 empty] | BTI
BTO 2 | 2 | [8 empty] | TBD | TBD | TBD | TBD | [27 empty] | BTO
BTO G | G | [8 empty] | TBD | TBD | TBD | TBD | [27 empty] | BTO
BTO H | H | [8 empty] | TBD | TBD | TBD | TBD | [27 empty] | BTO
BTO I | I | [8 empty] | TBD | TBD | TBD | TBD | [27 empty] | BTO
BTR 2 | 2 | [8 empty] | TBD | TBD | TBD | TBD | [27 empty] | BTR
BTR 3 | 3 | [8 empty] | TBD | TBD | TBD | TBD | [27 empty] | BTR
BTR A | A | [8 empty] | TBD | TBD | TBD | TBD | [27 empty] | BTR
BTR B | B | [8 empty] | TBD | TBD | TBD | TBD | [27 empty] | BTR
BTR C | C | [8 empty] | TBD | TBD | TBD | TBD | [27 empty] | BTR
BTR D | D | [8 empty] | TBD | TBD | TBD | TBD | [27 empty] | BTR
BTR E | E | [8 empty] | TBD | TBD | TBD | TBD | [27 empty] | BTR
BTR F | F | [8 empty] | TBD | TBD | TBD | TBD | [27 empty] | BTR
BTR G | G | [8 empty] | TBD | TBD | TBD | TBD | [27 empty] | BTR
BTR H | H | [8 empty] | TBD | TBD | TBD | TBD | [27 empty] | BTR
BTR I | I | [8 empty] | TBD | TBD | TBD | TBD | [27 empty] | BTR
BUS 1 | 1 | [8 empty] | TBD | TBD | TBD | TBD | [27 empty] | BUS
BUS 2 | 2 | [8 empty] | TBD | TBD | TBD | TBD | [27 empty] | BUS
BUS C | C | [8 empty] | TBD | TBD | TBD | TBD | [27 empty] | BUS
BUS D | D | [8 empty] | TBD | TBD | TBD | TBD | [27 empty] | BUS
BUS E | E | [8 empty] | TBD | TBD | TBD | TBD | [27 empty] | BUS
BUS F | F | [8 empty] | TBD | TBD | TBD | TBD | [27 empty] | BUS
BUS G | G | [8 empty] | TBD | TBD | TBD | TBD | [27 empty] | BUS
BUS H | H | [8 empty] | TBD | TBD | TBD | TBD | [27 empty] | BUS
BUS I | I | [8 empty] | TBD | TBD | TBD | TBD | [27 empty] | BUS
BVG C | C | [8 empty] | TBD | TBD | TBD | TBD | [27 empty] | BVG
BVG D | D | [8 empty] | TBD | TBD | TBD | TBD | [27 empty] | BVG
BVG E | E | [8 empty] | TBD | TBD | TBD | TBD | [27 empty] | BVG
BVG F | F | [8 empty] | TBD | TBD | TBD | TBD | [27 empty] | BVG
BVG G | G | [8 empty] | TBD | TBD | TBD | TBD | [27 empty] | BVG
BVG H | H | [8 empty] | TBD | TBD | TBD | TBD | [27 empty] | BVG
BVG I | I | [8 empty] | TBD | TBD | TBD | TBD | [27 empty] | BVG
BVR 2 | 2 | [8 empty] | TBD | TBD | TBD | TBD | [27 empty] | BVR
BVR D | D | [8 empty] | TBD | TBD | TBD | TBD | [27 empty] | BVR
BVR E | E | [8 empty] | TBD | TBD | TBD | TBD | [27 empty] | BVR
BVR F | F | [8 empty] | TBD | TBD | TBD | TBD | [27 empty] | BVR
BVR H | H | [8 empty] | TBD | TBD | TBD | TBD | [27 empty] | BVR
BVT 1 | 1 | [8 empty] | TBD | TBD | TBD | TBD | [27 empty] | BVT
BVT 2 | 2 | [8 empty] | TBD | TBD | TBD | TBD | [27 empty] | BVT
BVT D | D | [8 empty] | TBD | TBD | TBD | TBD | [27 empty] | BVT
BVT E | E | [8 empty] | TBD | TBD | TBD | TBD | [27 empty] | BVT
BVT F | F | [8 empty] | TBD | TBD | TBD | TBD | [27 empty] | BVT
BVT G | G | [8 empty] | TBD | TBD | TBD | TBD | [27 empty] | BVT
BVT H | H | [8 empty] | TBD | TBD | TBD | TBD | [27 empty] | BVT
CAA 1 | 1 | [8 empty] | TBD | TBD | TBD | TBD | [27 empty] | CAA
CAA 2 | 2 | [8 empty] | TBD | TBD | TBD | TBD | [27 empty] | CAA
CAA 3 | 3 | [8 empty] | TBD | TBD | TBD | TBD | [27 empty] | CAA
CAA E | E | [8 empty] | TBD | TBD | TBD | TBD | [27 empty] | CAA
CAA F | F | [8 empty] | TBD | TBD | TBD | TBD | [27 empty] | CAA
CAA G | G | [8 empty] | TBD | TBD | TBD | TBD | [27 empty] | CAA
CAA H | H | [8 empty] | TBD | TBD | TBD | TBD | [27 empty] | CAA
CAA I | I | [8 empty] | TBD | TBD | TBD | TBD | [27 empty] | CAA
CAI 1 | 1 | [8 empty] | TBD | TBD | TBD | TBD | [27 empty] | CAI
CAI 2 | 2 | [8 empty] | TBD | TBD | TBD | TBD | [27 empty] | CAI
CAI 3 | 3 | [8 empty] | TBD | TBD | TBD | TBD | [27 empty] | CAI
CAI A | A | [8 empty] | TBD | TBD | TBD | TBD | [27 empty] | CAI
CAI B | B | EOM_L | 4CBBEOM-G | 7 | -17.3966 | S | -66.1578 | WGS84 | 10 | TBD | TBD | TBD | TBD | - | N/A | N/A | N/A | N/A | N/A | N/A | 4 | 2 | 4 | 2 | 1150 | 19150 | 10000 | 10000 | 80000 | 100 |  |  | 3G | 2G |  | C | 110 | 1 | 331 | 563 | CAI
CAI C | C | [8 empty] | TBD | TBD | TBD | TBD | [27 empty] | CAI
CAI D | D | [8 empty] | TBD | TBD | TBD | TBD | [27 empty] | CAI
CAI E | E | [8 empty] | TBD | TBD | TBD | TBD | [27 empty] | CAI
CAI F | F | [8 empty] | TBD | TBD | TBD | TBD | [27 empty] | CAI
CAI G | G | [8 empty] | TBD | TBD | TBD | TBD | [27 empty] | CAI
CAI H | H | [8 empty] | TBD | TBD | TBD | TBD | [27 empty] | CAI
CAI I | I | [8 empty] | TBD | TBD | TBD | TBD | [27 empty] | CAI
CAN 3 | 3 | [8 empty] | TBD | TBD | TBD | TBD | [27 empty] | CAN
CAN D | D | BOR_L | 4SCUBOR-F | 6 | -17.7494 | S | -63.188 | WGS84 | 15 | TBD | TBD | TBD | TBD | - | N/A | N/A | N/A | N/A | N/A | N/A | 4 | 2 | 4 | 2 | 1150 | 19150 | 10000 | 10000 | 80000 | 100 |  |  | 3G | 2G |  | I | 16 | 2 | 50 | 109 | CAN
CAN E | E | [8 empty] | TBD | TBD | TBD | TBD | [27 empty] | CAN
CAN F | F | [8 empty] | TBD | TBD | TBD | TBD | [27 empty] | CAN
CAN I | I | [8 empty] | TBD | TBD | TBD | TBD | [27 empty] | CAN
CAO 2 | 2 | [8 empty] | TBD | TBD | TBD | TBD | [27 empty] | CAO
CAO E | E | [8 empty] | TBD | TBD | TBD | TBD | [27 empty] | CAO
CAO H | H | [8 empty] | TBD | TBD | TBD | TBD | [27 empty] | CAO
CAT 1 | 1 | [8 empty] | TBD | TBD | TBD | TBD | [27 empty] | CAT
CAT 3 | 3 | [8 empty] | TBD | TBD | TBD | TBD | [27 empty] | CAT
CAT A | A | [8 empty] | TBD | TBD | TBD | TBD | [27 empty] | CAT
CAT C | C | [8 empty] | TBD | TBD | TBD | TBD | [27 empty] | CAT
CAT G | G | [8 empty] | TBD | TBD | TBD | TBD | [27 empty] | CAT
CAT H | H | [8 empty] | TBD | TBD | TBD | TBD | [27 empty] | CAT
CAT I | I | [8 empty] | TBD | TBD | TBD | TBD | [27 empty] | CAT
CBN 1 | 1 | [8 empty] | TBD | TBD | TBD | TBD | [27 empty] | CBN
CBN 2 | 2 | [8 empty] | TBD | TBD | TBD | TBD | [27 empty] | CBN
CBN D | D | [8 empty] | TBD | TBD | TBD | TBD | [27 empty] | CBN
CBN G | G | [8 empty] | TBD | TBD | TBD | TBD | [27 empty] | CBN
CBN H | H | [8 empty] | TBD | TBD | TBD | TBD | [27 empty] | CBN
CBN I | I | [8 empty] | TBD | TBD | TBD | TBD | [27 empty] | CBN
CCB 3 | 3 | [8 empty] | TBD | TBD | TBD | TBD | [27 empty] | CCB
CCB A | A | [8 empty] | TBD | TBD | TBD | TBD | [27 empty] | CCB
CCB B | B | [8 empty] | TBD | TBD | TBD | TBD | [27 empty] | CCB
CCB C | C | [8 empty] | TBD | TBD | TBD | TBD | [27 empty] | CCB
CCB D | D | [8 empty] | TBD | TBD | TBD | TBD | [27 empty] | CCB
CCB E | E | [8 empty] | TBD | TBD | TBD | TBD | [27 empty] | CCB
CCB F | F | [8 empty] | TBD | TBD | TBD | TBD | [27 empty] | CCB
CCB G | G | [8 empty] | TBD | TBD | TBD | TBD | [27 empty] | CCB
CCB H | H | [8 empty] | TBD | TBD | TBD | TBD | [27 empty] | CCB
CCB I | I | [8 empty] | TBD | TBD | TBD | TBD | [27 empty] | CCB
CCM 2 | 2 | [8 empty] | TBD | TBD | TBD | TBD | [27 empty] | CCM
CCM 3 | 3 | [8 empty] | TBD | TBD | TBD | TBD | [27 empty] | CCM
CCM F | F | [8 empty] | TBD | TBD | TBD | TBD | [27 empty] | CCM
CCM G | G | [8 empty] | TBD | TBD | TBD | TBD | [27 empty] | CCM
CCM H | H | [8 empty] | TBD | TBD | TBD | TBD | [27 empty] | CCM
CCM I | I | [8 empty] | TBD | TBD | TBD | TBD | [27 empty] | CCM
CCO 1 | 1 | [8 empty] | TBD | TBD | TBD | TBD | [27 empty] | CCO
CCO 2 | 2 | [8 empty] | TBD | TBD | TBD | TBD | [27 empty] | CCO
CCO D | D | [8 empty] | TBD | TBD | TBD | TBD | [27 empty] | CCO
CCO E | E | [8 empty] | TBD | TBD | TBD | TBD | [27 empty] | CCO
CCO F | F | [8 empty] | TBD | TBD | TBD | TBD | [27 empty] | CCO
CCO G | G | [8 empty] | TBD | TBD | TBD | TBD | [27 empty] | CCO
CCO H | H | [8 empty] | TBD | TBD | TBD | TBD | [27 empty] | CCO
CCO I | I | [8 empty] | TBD | TBD | TBD | TBD | [27 empty] | CCO
CCP 1 | 1 | [8 empty] | TBD | TBD | TBD | TBD | [27 empty] | CCP
CCP 3 | 3 | [8 empty] | TBD | TBD | TBD | TBD | [27 empty] | CCP
CCP D | D | [8 empty] | TBD | TBD | TBD | TBD | [27 empty] | CCP
CCP F | F | [8 empty] | TBD | TBD | TBD | TBD | [27 empty] | CCP
CCP G | G | [8 empty] | TBD | TBD | TBD | TBD | [27 empty] | CCP
CCP I | I | [8 empty] | TBD | TBD | TBD | TBD | [27 empty] | CCP
CCT 1 | 1 | [8 empty] | TBD | TBD | TBD | TBD | [27 empty] | CCT
CCT 2 | 2 | [8 empty] | TBD | TBD | TBD | TBD | [27 empty] | CCT
CCT 3 | 3 | [8 empty] | TBD | TBD | TBD | TBD | [27 empty] | CCT
CCT C | C | [8 empty] | TBD | TBD | TBD | TBD | [27 empty] | CCT
CCT D | D | [8 empty] | TBD | TBD | TBD | TBD | [27 empty] | CCT
CCT E | E | [8 empty] | TBD | TBD | TBD | TBD | [27 empty] | CCT
CCT F | F | [8 empty] | TBD | TBD | TBD | TBD | [27 empty] | CCT
CCT G | G | [8 empty] | TBD | TBD | TBD | TBD | [27 empty] | CCT
CCT H | H | [8 empty] | TBD | TBD | TBD | TBD | [27 empty] | CCT
CCT I | I | [8 empty] | TBD | TBD | TBD | TBD | [27 empty] | CCT
CDB D | D | [8 empty] | TBD | TBD | TBD | TBD | [27 empty] | CDB
CDB E | E | [8 empty] | TBD | TBD | TBD | TBD | [27 empty] | CDB
CDB F | F | [8 empty] | TBD | TBD | TBD | TBD | [27 empty] | CDB
CDB G | G | [8 empty] | TBD | TBD | TBD | TBD | [27 empty] | CDB
CDC 1 | 1 | [8 empty] | TBD | TBD | TBD | TBD | [27 empty] | CDC
CDC 2 | 2 | [8 empty] | TBD | TBD | TBD | TBD | [27 empty] | CDC
CDC A | A | [8 empty] | TBD | TBD | TBD | TBD | [27 empty] | CDC
CDC E | E | BOR_L | 4SCUBOR-H | 8 | -17.7494 | S | -63.188 | WGS84 | 15 | TBD | TBD | TBD | TBD | - | N/A | N/A | N/A | N/A | N/A | N/A | 4 | 2 | 4 | 2 | 1150 | 19150 | 10000 | 10000 | 80000 | 100 |  |  | 3G | 2G |  | I | 30 | 2 | 92 | 179 | CDC
CDC H | H | [8 empty] | TBD | TBD | TBD | TBD | [27 empty] | CDC
CDC I | I | [8 empty] | TBD | TBD | TBD | TBD | [27 empty] | CDC
CDE 2 | 2 | [8 empty] | TBD | TBD | TBD | TBD | [27 empty] | CDE
CDE 3 | 3 | [8 empty] | TBD | TBD | TBD | TBD | [27 empty] | CDE
CDE D | D | CEN_L | 4SCUCEN-H | 8 | -17.7785 | S | -63.2059 | WGS84 | 15 | TBD | TBD | TBD | TBD | - | N/A | N/A | N/A | N/A | N/A | N/A | 4 | 2 | 4 | 2 | 1150 | 19150 | 10000 | 10000 | 80000 | 100 |  |  | 3G | 2G |  | G | 153 | 0 | 459 | 763 | CDE
CDE E | E | CEN_L | 4SCUCEN-I | 9 | -17.7785 | S | -63.2059 | WGS84 | 15 | TBD | TBD | TBD | TBD | - | N/A | N/A | N/A | N/A | N/A | N/A | 4 | 2 | 4 | 2 | 1150 | 19150 | 10000 | 10000 | 80000 | 100 |  |  | 3G | 2G |  | I | 153 | 1 | 460 | 778 | CDE
CDE F | F | [8 empty] | TBD | TBD | TBD | TBD | [27 empty] | CDE
CDE G | G | [8 empty] | TBD | TBD | TBD | TBD | [27 empty] | CDE
CDE H | H | [8 empty] | TBD | TBD | TBD | TBD | [27 empty] | CDE
CDE I | I | [8 empty] | TBD | TBD | TBD | TBD | [27 empty] | CDE
CDES 3 | 3 | [8 empty] | TBD | TBD | TBD | TBD | [27 empty] | CDES
CDES F | F | [8 empty] | TBD | TBD | TBD | TBD | [27 empty] | CDES
CDES G | G | [8 empty] | TBD | TBD | TBD | TBD | [27 empty] | CDES
CDES H | H | [8 empty] | TBD | TBD | TBD | TBD | [27 empty] | CDES
CDES I | I | [8 empty] | TBD | TBD | TBD | TBD | [27 empty] | CDES
CDG 1 | 1 | [8 empty] | TBD | TBD | TBD | TBD | [27 empty] | CDG
CDG 2 | 2 | [8 empty] | TBD | TBD | TBD | TBD | [27 empty] | CDG
CDG 3 | 3 | [8 empty] | TBD | TBD | TBD | TBD | [27 empty] | CDG
CDG D | D | [8 empty] | TBD | TBD | TBD | TBD | [27 empty] | CDG
CDG E | E | 4SCUECH- | 4SCUECH-G | 7 | -17.767 | S | -63.194 | WGS84 | 15 | TBD | TBD | TBD | TBD | - | N/A | N/A | N/A | N/A | N/A | N/A | 4 | 2 | 4 | 2 | 1150 | 19150 | 10000 | 10000 | 80000 | 100 |  |  | 3G | 2G |  | H | 88 | 1 | 265 | 453 | CDG
CDG F | F | [8 empty] | TBD | TBD | TBD | TBD | [27 empty] | CDG
CDG G | G | [8 empty] | TBD | TBD | TBD | TBD | [27 empty] | CDG
CDG H | H | [8 empty] | TBD | TBD | TBD | TBD | [27 empty] | CDG
CDG I | I | [8 empty] | TBD | TBD | TBD | TBD | [27 empty] | CDG
CDM 3 | 3 | [8 empty] | TBD | TBD | TBD | TBD | [27 empty] | CDM
CDM I | I | [8 empty] | TBD | TBD | TBD | TBD | [27 empty] | CDM
CDS 1 | 1 | [8 empty] | TBD | TBD | TBD | TBD | [27 empty] | CDS
CDS 2 | 2 | [8 empty] | TBD | TBD | TBD | TBD | [27 empty] | CDS
CDS 3 | 3 | [8 empty] | TBD | TBD | TBD | TBD | [27 empty] | CDS
CDS D | D | [8 empty] | TBD | TBD | TBD | TBD | [27 empty] | CDS
CDS E | E | [8 empty] | TBD | TBD | TBD | TBD | [27 empty] | CDS
CDS F | F | [8 empty] | TBD | TBD | TBD | TBD | [27 empty] | CDS
CDS G | G | [8 empty] | TBD | TBD | TBD | TBD | [27 empty] | CDS
CDS H | H | [8 empty] | TBD | TBD | TBD | TBD | [27 empty] | CDS
CDS I | I | [8 empty] | TBD | TBD | TBD | TBD | [27 empty] | CDS
CEC 1 | 1 | [8 empty] | TBD | TBD | TBD | TBD | [27 empty] | CEC
CEC 2 | 2 | [8 empty] | TBD | TBD | TBD | TBD | [27 empty] | CEC
CEC 3 | 3 | [8 empty] | TBD | TBD | TBD | TBD | [27 empty] | CEC
CEC D | D | [8 empty] | TBD | TBD | TBD | TBD | [27 empty] | CEC
CEC E | E | 4SCUECH- | 4SCUECH-H | 8 | -17.767 | S | -63.194 | WGS84 | 15 | TBD | TBD | TBD | TBD | - | N/A | N/A | N/A | N/A | N/A | N/A | 4 | 2 | 4 | 2 | 1150 | 19150 | 10000 | 10000 | 80000 | 100 |  |  | 3G | 2G |  | G | 95 | 0 | 285 | 473 | CEC
CEC F | F | [8 empty] | TBD | TBD | TBD | TBD | [27 empty] | CEC
CEC G | G | [8 empty] | TBD | TBD | TBD | TBD | [27 empty] | CEC
CEC H | H | [8 empty] | TBD | TBD | TBD | TBD | [27 empty] | CEC
CEC I | I | [8 empty] | TBD | TBD | TBD | TBD | [27 empty] | CEC
CEN 1 | 1 | [8 empty] | TBD | TBD | TBD | TBD | [27 empty] | CEN
CEN 2 | 2 | [8 empty] | TBD | TBD | TBD | TBD | [27 empty] | CEN
CEN 3 | 3 | [8 empty] | TBD | TBD | TBD | TBD | [27 empty] | CEN
CEN D | D | [8 empty] | TBD | TBD | TBD | TBD | [27 empty] | CEN
CEN E | E | [8 empty] | TBD | TBD | TBD | TBD | [27 empty] | CEN
CEN F | F | [8 empty] | TBD | TBD | TBD | TBD | [27 empty] | CEN
CEN G | G | [8 empty] | TBD | TBD | TBD | TBD | [27 empty] | CEN
CEN H | H | [8 empty] | TBD | TBD | TBD | TBD | [27 empty] | CEN
CEN I | I | [8 empty] | TBD | TBD | TBD | TBD | [27 empty] | CEN
CES 1 | 1 | [8 empty] | TBD | TBD | TBD | TBD | [27 empty] | CES
CES 2 | 2 | [8 empty] | TBD | TBD | TBD | TBD | [27 empty] | CES
CES 3 | 3 | [8 empty] | TBD | TBD | TBD | TBD | [27 empty] | CES
CES D | D | [8 empty] | TBD | TBD | TBD | TBD | [27 empty] | CES
CES E | E | [8 empty] | TBD | TBD | TBD | TBD | [27 empty] | CES
CES F | F | [8 empty] | TBD | TBD | TBD | TBD | [27 empty] | CES
CES G | G | [8 empty] | TBD | TBD | TBD | TBD | [27 empty] | CES
CES H | H | [8 empty] | TBD | TBD | TBD | TBD | [27 empty] | CES
CES I | I | [8 empty] | TBD | TBD | TBD | TBD | [27 empty] | CES
CHA 1 | 1 | [8 empty] | TBD | TBD | TBD | TBD | [27 empty] | CHA
CHA 2 | 2 | [8 empty] | TBD | TBD | TBD | TBD | [27 empty] | CHA
CHA 3 | 3 | [8 empty] | TBD | TBD | TBD | TBD | [27 empty] | CHA
CHA B | B | [8 empty] | TBD | TBD | TBD | TBD | [27 empty] | CHA
CHA D | D | [8 empty] | TBD | TBD | TBD | TBD | [27 empty] | CHA
CHA E | E | [8 empty] | TBD | TBD | TBD | TBD | [27 empty] | CHA
CHA F | F | [8 empty] | TBD | TBD | TBD | TBD | [27 empty] | CHA
CHA G | G | [8 empty] | TBD | TBD | TBD | TBD | [27 empty] | CHA
CHA H | H | [8 empty] | TBD | TBD | TBD | TBD | [27 empty] | CHA
CHA I | I | [8 empty] | TBD | TBD | TBD | TBD | [27 empty] | CHA
CHB 1 | 1 | [8 empty] | TBD | TBD | TBD | TBD | [27 empty] | CHB
CHB 2 | 2 | [8 empty] | TBD | TBD | TBD | TBD | [27 empty] | CHB
CHB 3 | 3 | [8 empty] | TBD | TBD | TBD | TBD | [27 empty] | CHB
CHB D | D | [8 empty] | TBD | TBD | TBD | TBD | [27 empty] | CHB
CHB F | F | [8 empty] | TBD | TBD | TBD | TBD | [27 empty] | CHB
CHB G | G | [8 empty] | TBD | TBD | TBD | TBD | [27 empty] | CHB
CHB H | H | [8 empty] | TBD | TBD | TBD | TBD | [27 empty] | CHB
CHB I | I | [8 empty] | TBD | TBD | TBD | TBD | [27 empty] | CHB
CHI 2 | 2 | [8 empty] | TBD | TBD | TBD | TBD | [27 empty] | CHI
CHI G | G | [8 empty] | TBD | TBD | TBD | TBD | [27 empty] | CHI
CHI H | H | [8 empty] | TBD | TBD | TBD | TBD | [27 empty] | CHI
CHI I | I | [8 empty] | TBD | TBD | TBD | TBD | [27 empty] | CHI
CHN 1 | 1 | [8 empty] | TBD | TBD | TBD | TBD | [27 empty] | CHN
CHN 2 | 2 | [8 empty] | TBD | TBD | TBD | TBD | [27 empty] | CHN
CHN 3 | 3 | [8 empty] | TBD | TBD | TBD | TBD | [27 empty] | CHN
CHN D | D | [8 empty] | TBD | TBD | TBD | TBD | [27 empty] | CHN
CHN E | E | [8 empty] | TBD | TBD | TBD | TBD | [27 empty] | CHN
CHN F | F | [8 empty] | TBD | TBD | TBD | TBD | [27 empty] | CHN
CHN G | G | [8 empty] | TBD | TBD | TBD | TBD | [27 empty] | CHN
CHN H | H | [8 empty] | TBD | TBD | TBD | TBD | [27 empty] | CHN
CHN I | I | [8 empty] | TBD | TBD | TBD | TBD | [27 empty] | CHN
CHP 1 | 1 | [8 empty] | TBD | TBD | TBD | TBD | [27 empty] | CHP
CHP 2 | 2 | [8 empty] | TBD | TBD | TBD | TBD | [27 empty] | CHP
CHP 3 | 3 | [8 empty] | TBD | TBD | TBD | TBD | [27 empty] | CHP
CHP D | D | [8 empty] | TBD | TBD | TBD | TBD | [27 empty] | CHP
CHP E | E | [8 empty] | TBD | TBD | TBD | TBD | [27 empty] | CHP
CHP F | F | FWC_L | 4CBBFWC-I | 9 | -17.3598 | S | -66.1864 | WGS84 | 10 | TBD | TBD | TBD | TBD | - | N/A | N/A | N/A | N/A | N/A | N/A | 4 | 2 | 4 | 2 | 1150 | 19150 | 10000 | 10000 | 80000 | 100 |  |  | 3G | 2G |  | H | 59 | 0 | 177 | 294 | CHP
CHP G | G | [8 empty] | TBD | TBD | TBD | TBD | [27 empty] | CHP
CHP H | H | [8 empty] | TBD | TBD | TBD | TBD | [27 empty] | CHP
CHP I | I | [8 empty] | TBD | TBD | TBD | TBD | [27 empty] | CHP
CHR 1 | 1 | [8 empty] | TBD | TBD | TBD | TBD | [27 empty] | CHR
CHR 2 | 2 | [8 empty] | TBD | TBD | TBD | TBD | [27 empty] | CHR
CHR 3 | 3 | [8 empty] | TBD | TBD | TBD | TBD | [27 empty] | CHR
CHR D | D | 4TJULSJ- | 4TJULSJ-G | 7 | -21.5254 | S | -64.7378 | WGS84 | 15 | TBD | TBD | TBD | TBD | - | N/A | N/A | N/A | N/A | N/A | N/A | 4 | 4 | 4 | 4 | 2175 | 20175 | 15000 | 15000 | 80000 | 100 |  |  | 3G | 2G |  | G | 161 | 0 | 483 | 803 | CHR
CHR E | E | LTR_L | 4BNULTR-H | 8 | -14.8431 | S | -64.8956 | WGS84 | 15 | TBD | TBD | TBD | TBD | - | N/A | N/A | N/A | N/A | N/A | N/A | 4 | 2 | 4 | 2 | 1150 | 19150 | 10000 | 10000 | 80000 | 100 |  |  | 3G | 2G |  | H | 161 | 0 | 483 | 803 | CHR
CHR F | F | [8 empty] | TBD | TBD | TBD | TBD | [27 empty] | CHR
CHR G | G | [8 empty] | TBD | TBD | TBD | TBD | [27 empty] | CHR
CHR H | H | [8 empty] | TBD | TBD | TBD | TBD | [27 empty] | CHR
CHR I | I | [8 empty] | TBD | TBD | TBD | TBD | [27 empty] | CHR
CIO 1 | 1 | [8 empty] | TBD | TBD | TBD | TBD | [27 empty] | CIO
CIO 3 | 3 | [8 empty] | TBD | TBD | TBD | TBD | [27 empty] | CIO
CIO A | A | [8 empty] | TBD | TBD | TBD | TBD | [27 empty] | CIO
CIO D | D | [8 empty] | TBD | TBD | TBD | TBD | [27 empty] | CIO
CIO E | E | [8 empty] | TBD | TBD | TBD | TBD | [27 empty] | CIO
CIO F | F | [8 empty] | TBD | TBD | TBD | TBD | [27 empty] | CIO
CIO G | G | [8 empty] | TBD | TBD | TBD | TBD | [27 empty] | CIO
CIO H | H | [8 empty] | TBD | TBD | TBD | TBD | [27 empty] | CIO
CIO I | I | [8 empty] | TBD | TBD | TBD | TBD | [27 empty] | CIO
CIQ 1 | 1 | [8 empty] | TBD | TBD | TBD | TBD | [27 empty] | CIQ
CIQ 2 | 2 | [8 empty] | TBD | TBD | TBD | TBD | [27 empty] | CIQ
CIQ D | D | [8 empty] | TBD | TBD | TBD | TBD | [27 empty] | CIQ
CIQ E | E | [8 empty] | TBD | TBD | TBD | TBD | [27 empty] | CIQ
CIQ F | F | [8 empty] | TBD | TBD | TBD | TBD | [27 empty] | CIQ
CIQ G | G | [8 empty] | TBD | TBD | TBD | TBD | [27 empty] | CIQ
CIQ H | H | [8 empty] | TBD | TBD | TBD | TBD | [27 empty] | CIQ
CIS 1 | 1 | [8 empty] | TBD | TBD | TBD | TBD | [27 empty] | CIS
CIS 2 | 2 | [8 empty] | TBD | TBD | TBD | TBD | [27 empty] | CIS
CIS 3 | 3 | [8 empty] | TBD | TBD | TBD | TBD | [27 empty] | CIS
CIS G | G | [8 empty] | TBD | TBD | TBD | TBD | [27 empty] | CIS
CIS H | H | [8 empty] | TBD | TBD | TBD | TBD | [27 empty] | CIS
CIS I | I | [8 empty] | TBD | TBD | TBD | TBD | [27 empty] | CIS
CIZ 1 | 1 | [8 empty] | TBD | TBD | TBD | TBD | [27 empty] | CIZ
CIZ 2 | 2 | [8 empty] | TBD | TBD | TBD | TBD | [27 empty] | CIZ
CIZ 3 | 3 | [8 empty] | TBD | TBD | TBD | TBD | [27 empty] | CIZ
CIZ D | D | [8 empty] | TBD | TBD | TBD | TBD | [27 empty] | CIZ
CIZ E | E | [8 empty] | TBD | TBD | TBD | TBD | [27 empty] | CIZ
CIZ F | F | [8 empty] | TBD | TBD | TBD | TBD | [27 empty] | CIZ
CIZ G | G | [8 empty] | TBD | TBD | TBD | TBD | [27 empty] | CIZ
CIZ H | H | [8 empty] | TBD | TBD | TBD | TBD | [27 empty] | CIZ
CIZ I | I | [8 empty] | TBD | TBD | TBD | TBD | [27 empty] | CIZ
CLC 1 | 1 | [8 empty] | TBD | TBD | TBD | TBD | [27 empty] | CLC
CLC G | G | [8 empty] | TBD | TBD | TBD | TBD | [27 empty] | CLC
CLC H | H | [8 empty] | TBD | TBD | TBD | TBD | [27 empty] | CLC
CLD 1 | 1 | [8 empty] | TBD | TBD | TBD | TBD | [27 empty] | CLD
CLD 2 | 2 | [8 empty] | TBD | TBD | TBD | TBD | [27 empty] | CLD
CLD B | B | [8 empty] | TBD | TBD | TBD | TBD | [27 empty] | CLD
CLD D | D | [8 empty] | TBD | TBD | TBD | TBD | [27 empty] | CLD
CLD E | E | [8 empty] | TBD | TBD | TBD | TBD | [27 empty] | CLD
CLD F | F | LTR_L | 4BNULTR-I | 9 | -14.8431 | S | -64.8956 | WGS84 | 15 | TBD | TBD | TBD | TBD | [22 empty] | I |  |  |  |  | CLD
CLD G | G | [8 empty] | TBD | TBD | TBD | TBD | [27 empty] | CLD
CLD H | H | [8 empty] | TBD | TBD | TBD | TBD | [27 empty] | CLD
CLD I | I | [8 empty] | TBD | TBD | TBD | TBD | [27 empty] | CLD
CLI 1 | 1 | [8 empty] | TBD | TBD | TBD | TBD | [27 empty] | CLI
CLI 2 | 2 | [8 empty] | TBD | TBD | TBD | TBD | [27 empty] | CLI
CLI D | D | 4SRUMCL- | 4SRUMCL-G | 7 | -19.0482 | S | -65.2591 | WGS84 | 15 | TBD | TBD | TBD | TBD | [22 empty] | G |  |  |  |  | CLI
CLI E | E | [8 empty] | TBD | TBD | TBD | TBD | [27 empty] | CLI
CLI F | F | [8 empty] | TBD | TBD | TBD | TBD | [27 empty] | CLI
CLI G | G | [8 empty] | TBD | TBD | TBD | TBD | [27 empty] | CLI
CLI H | H | [8 empty] | TBD | TBD | TBD | TBD | [27 empty] | CLI
CLI I | I | [8 empty] | TBD | TBD | TBD | TBD | [27 empty] | CLI
CLL 2 | 2 | [8 empty] | TBD | TBD | TBD | TBD | [27 empty] | CLL
CLL G | G | [8 empty] | TBD | TBD | TBD | TBD | [27 empty] | CLL
CLL H | H | [8 empty] | TBD | TBD | TBD | TBD | [27 empty] | CLL
CLL I | I | SAC3_WL | 4CBBSAC3E | 5 | -17.4161 | S | -66.022 | WGS84 | 15 | TBD | TBD | TBD | TBD | - | N/A | N/A | N/A | N/A | N/A | N/A | 4 | 4 | 4 | 4 | 2175 | 20175 | 15000 | 15000 | 80000 | 100 |  |  | 3G | 2G |  | E |  |  |  |  | CLL
CMG 3 | 3 | [8 empty] | TBD | TBD | TBD | TBD | [27 empty] | CMG
CMG I | I | [8 empty] | TBD | TBD | TBD | TBD | [27 empty] | CMG
CMI 1 | 1 | [8 empty] | TBD | TBD | TBD | TBD | [27 empty] | CMI
CMI 3 | 3 | [8 empty] | TBD | TBD | TBD | TBD | [27 empty] | CMI
CMI A | A | [8 empty] | TBD | TBD | TBD | TBD | [27 empty] | CMI
CMI C | C | [8 empty] | TBD | TBD | TBD | TBD | [27 empty] | CMI
CMI D | D | [8 empty] | TBD | TBD | TBD | TBD | [27 empty] | CMI
CMI F | F | [8 empty] | TBD | TBD | TBD | TBD | [27 empty] | CMI
CMI G | G | [8 empty] | TBD | TBD | TBD | TBD | [27 empty] | CMI
CMI I | I | [8 empty] | TBD | TBD | TBD | TBD | [27 empty] | CMI
CML 1 | 1 | [8 empty] | TBD | TBD | TBD | TBD | [27 empty] | CML
CML 2 | 2 | [8 empty] | TBD | TBD | TBD | TBD | [27 empty] | CML
CML 3 | 3 | [8 empty] | TBD | TBD | TBD | TBD | [27 empty] | CML
CML G | G | [8 empty] | TBD | TBD | TBD | TBD | [27 empty] | CML
CML H | H | [8 empty] | TBD | TBD | TBD | TBD | [27 empty] | CML
CML I | I | [8 empty] | TBD | TBD | TBD | TBD | [27 empty] | CML
CMR 1 | 1 | [8 empty] | TBD | TBD | TBD | TBD | [27 empty] | CMR
CMR 2 | 2 | [8 empty] | TBD | TBD | TBD | TBD | [27 empty] | CMR
CMR 3 | 3 | [8 empty] | TBD | TBD | TBD | TBD | [27 empty] | CMR
CMR D | D | [8 empty] | TBD | TBD | TBD | TBD | [27 empty] | CMR
CMR E | E | [8 empty] | TBD | TBD | TBD | TBD | [27 empty] | CMR
CMR F | F | [8 empty] | TBD | TBD | TBD | TBD | [27 empty] | CMR
CMR G | G | [8 empty] | TBD | TBD | TBD | TBD | [27 empty] | CMR
CMR H | H | [8 empty] | TBD | TBD | TBD | TBD | [27 empty] | CMR
CMR I | I | [8 empty] | TBD | TBD | TBD | TBD | [27 empty] | CMR
CN2 D | D | RI10_L | 4BNURI10G | 7 | -10.9992 | S | -66.0356 | WGS84 | 15 | TBD | TBD | TBD | TBD | [22 empty] | I |  |  |  |  | CN2
CN2 E | E | RI10_L | 4BNURI10H | 8 | -10.9992 | S | -66.0356 | WGS84 | 15 | TBD | TBD | TBD | TBD | [22 empty] | G |  |  |  |  | CN2
CN2 F | F | RI10_L | 4BNURI10I | 9 | -10.9992 | S | -66.0356 | WGS84 | 15 | TBD | TBD | TBD | TBD | [22 empty] | H |  |  |  |  | CN2
CND D | D | [8 empty] | TBD | TBD | TBD | TBD | [27 empty] | CND
CND E | E | [8 empty] | TBD | TBD | TBD | TBD | [27 empty] | CND
CND F | F | [8 empty] | TBD | TBD | TBD | TBD | [27 empty] | CND
CNF 1 | 1 | [8 empty] | TBD | TBD | TBD | TBD | [27 empty] | CNF
CNF 2 | 2 | [8 empty] | TBD | TBD | TBD | TBD | [27 empty] | CNF
CNF 3 | 3 | [8 empty] | TBD | TBD | TBD | TBD | [27 empty] | CNF
CNF E | E | [8 empty] | TBD | TBD | TBD | TBD | [27 empty] | CNF
CNF G | G | [8 empty] | TBD | TBD | TBD | TBD | [27 empty] | CNF
CNF H | H | [8 empty] | TBD | TBD | TBD | TBD | [27 empty] | CNF
CNF I | I | [8 empty] | TBD | TBD | TBD | TBD | [27 empty] | CNF
CNR 1 | 1 | [8 empty] | TBD | TBD | TBD | TBD | [27 empty] | CNR
CNR 2 | 2 | [8 empty] | TBD | TBD | TBD | TBD | [27 empty] | CNR
CNR 3 | 3 | [8 empty] | TBD | TBD | TBD | TBD | [27 empty] | CNR
CNR B | B | [8 empty] | TBD | TBD | TBD | TBD | [27 empty] | CNR
CNR C | C | [8 empty] | TBD | TBD | TBD | TBD | [27 empty] | CNR
CNR D | D | [8 empty] | TBD | TBD | TBD | TBD | [27 empty] | CNR
CNR E | E | [8 empty] | TBD | TBD | TBD | TBD | [27 empty] | CNR
CNR F | F | [8 empty] | TBD | TBD | TBD | TBD | [27 empty] | CNR
CNR G | G | [8 empty] | TBD | TBD | TBD | TBD | [27 empty] | CNR
CNR H | H | [8 empty] | TBD | TBD | TBD | TBD | [27 empty] | CNR
CNR I | I | [8 empty] | TBD | TBD | TBD | TBD | [27 empty] | CNR
COB D | D | [8 empty] | TBD | TBD | TBD | TBD | [27 empty] | COB
COB E | E | [8 empty] | TBD | TBD | TBD | TBD | [27 empty] | COB
COB H | H | [8 empty] | TBD | TBD | TBD | TBD | [27 empty] | COB
COC2 1 | 1 | [8 empty] | TBD | TBD | TBD | TBD | [27 empty] | COC2
COC2 2 | 2 | [8 empty] | TBD | TBD | TBD | TBD | [27 empty] | COC2
COC2 3 | 3 | [8 empty] | TBD | TBD | TBD | TBD | [27 empty] | COC2
COC2 D | D | [8 empty] | TBD | TBD | TBD | TBD | [27 empty] | COC2
COC2 E | E | [8 empty] | TBD | TBD | TBD | TBD | [27 empty] | COC2
COC2 F | F | [8 empty] | TBD | TBD | TBD | TBD | [27 empty] | COC2
COC2 G | G | [8 empty] | TBD | TBD | TBD | TBD | [27 empty] | COC2
COC2 H | H | SAC3_WL | 4CBBSAC3F | 6 | -17.4161 | S | -66.022 | WGS84 | 15 | TBD | TBD | TBD | TBD | - | N/A | N/A | N/A | N/A | N/A | N/A | 4 | 4 | 4 | 4 | 2175 | 20175 | 15000 | 15000 | 80000 | 100 |  |  | 3G | 2G |  | F |  |  |  |  | COC2
COC2 I | I | [8 empty] | TBD | TBD | TBD | TBD | [27 empty] | COC2
COC3 1 | 1 | [8 empty] | TBD | TBD | TBD | TBD | [27 empty] | COC3
COC3 2 | 2 | [8 empty] | TBD | TBD | TBD | TBD | [27 empty] | COC3
COC3 3 | 3 | [8 empty] | TBD | TBD | TBD | TBD | [27 empty] | COC3
COC3 D | D | [8 empty] | TBD | TBD | TBD | TBD | [27 empty] | COC3
COC3 E | E | [8 empty] | TBD | TBD | TBD | TBD | [27 empty] | COC3
COC3 F | F | [8 empty] | TBD | TBD | TBD | TBD | [27 empty] | COC3
COC3 G | G | [8 empty] | TBD | TBD | TBD | TBD | [27 empty] | COC3
COC3 H | H | [8 empty] | TBD | TBD | TBD | TBD | [27 empty] | COC3
COC3 I | I | [8 empty] | TBD | TBD | TBD | TBD | [27 empty] | COC3
CON 1 | 1 | [8 empty] | TBD | TBD | TBD | TBD | [27 empty] | CON
CON 2 | 2 | [8 empty] | TBD | TBD | TBD | TBD | [27 empty] | CON
CON D | D | RIB2_GWL | 4BNURIB2G | 7 | -10.9989 | S | -66.0741 | WGS84 | 15 | TBD | TBD | TBD | TBD | [22 empty] | G |  |  |  |  | CON
CON E | E | [8 empty] | TBD | TBD | TBD | TBD | [27 empty] | CON
CON F | F | [8 empty] | TBD | TBD | TBD | TBD | [27 empty] | CON
CON G | G | [8 empty] | TBD | TBD | TBD | TBD | [27 empty] | CON
CON H | H | [8 empty] | TBD | TBD | TBD | TBD | [27 empty] | CON
CON3 D | D | [8 empty] | TBD | TBD | TBD | TBD | [27 empty] | CON3
CON3 E | E | [8 empty] | TBD | TBD | TBD | TBD | [27 empty] | CON3
CON3 F | F | [8 empty] | TBD | TBD | TBD | TBD | [27 empty] | CON3
COR 1 | 1 | [8 empty] | TBD | TBD | TBD | TBD | [27 empty] | COR
COR 2 | 2 | [8 empty] | TBD | TBD | TBD | TBD | [27 empty] | COR
COR 3 | 3 | [8 empty] | TBD | TBD | TBD | TBD | [27 empty] | COR
COR D | D | [8 empty] | TBD | TBD | TBD | TBD | [27 empty] | COR
COR E | E | [8 empty] | TBD | TBD | TBD | TBD | [27 empty] | COR
COR F | F | [8 empty] | TBD | TBD | TBD | TBD | [27 empty] | COR
COR G | G | [8 empty] | TBD | TBD | TBD | TBD | [27 empty] | COR
COR H | H | [8 empty] | TBD | TBD | TBD | TBD | [27 empty] | COR
COR I | I | [8 empty] | TBD | TBD | TBD | TBD | [27 empty] | COR
COS 1 | 1 | [8 empty] | TBD | TBD | TBD | TBD | [27 empty] | COS
COS 2 | 2 | [8 empty] | TBD | TBD | TBD | TBD | [27 empty] | COS
COS 3 | 3 | [8 empty] | TBD | TBD | TBD | TBD | [27 empty] | COS
COS D | D | [8 empty] | TBD | TBD | TBD | TBD | [27 empty] | COS
COS E | E | [8 empty] | TBD | TBD | TBD | TBD | [27 empty] | COS
COS F | F | [8 empty] | TBD | TBD | TBD | TBD | [27 empty] | COS
COS G | G | [8 empty] | TBD | TBD | TBD | TBD | [27 empty] | COS
COS H | H | [8 empty] | TBD | TBD | TBD | TBD | [27 empty] | COS
COS I | I | [8 empty] | TBD | TBD | TBD | TBD | [27 empty] | COS
COT 1 | 1 | [8 empty] | TBD | TBD | TBD | TBD | [27 empty] | COT
COT 2 | 2 | [8 empty] | TBD | TBD | TBD | TBD | [27 empty] | COT
COT 3 | 3 | [8 empty] | TBD | TBD | TBD | TBD | [27 empty] | COT
COT D | D | [8 empty] | TBD | TBD | TBD | TBD | [27 empty] | COT
COT E | E | RIB2_GWL | 4BNURIB2H | 8 | -10.9989 | S | -66.0741 | WGS84 | 10 | TBD | TBD | TBD | TBD | [22 empty] | H |  |  |  |  | COT
COT F | F | [8 empty] | TBD | TBD | TBD | TBD | [27 empty] | COT
COT G | G | [8 empty] | TBD | TBD | TBD | TBD | [27 empty] | COT
COT H | H | [8 empty] | TBD | TBD | TBD | TBD | [27 empty] | COT
COT I | I | [8 empty] | TBD | TBD | TBD | TBD | [27 empty] | COT
CPA 1 | 1 | [8 empty] | TBD | TBD | TBD | TBD | [27 empty] | CPA
CPA 3 | 3 | [8 empty] | TBD | TBD | TBD | TBD | [27 empty] | CPA
CPA F | F | [8 empty] | TBD | TBD | TBD | TBD | [27 empty] | CPA
CPA I | I | [8 empty] | TBD | TBD | TBD | TBD | [27 empty] | CPA
CPI D | D | [8 empty] | TBD | TBD | TBD | TBD | [27 empty] | CPI
CPI E | E | [8 empty] | TBD | TBD | TBD | TBD | [27 empty] | CPI
CPI F | F | [8 empty] | TBD | TBD | TBD | TBD | [27 empty] | CPI
CPR 1 | 1 | [8 empty] | TBD | TBD | TBD | TBD | [27 empty] | CPR
CPR 2 | 2 | [8 empty] | TBD | TBD | TBD | TBD | [27 empty] | CPR
CPR 3 | 3 | [8 empty] | TBD | TBD | TBD | TBD | [27 empty] | CPR
CPR D | D | [8 empty] | TBD | TBD | TBD | TBD | [27 empty] | CPR
CPR E | E | [8 empty] | TBD | TBD | TBD | TBD | [27 empty] | CPR
CPR G | G | [8 empty] | TBD | TBD | TBD | TBD | [27 empty] | CPR
CPR H | H | [8 empty] | TBD | TBD | TBD | TBD | [27 empty] | CPR
CPR I | I | [8 empty] | TBD | TBD | TBD | TBD | [27 empty] | CPR
CPT 3 | 3 | [8 empty] | TBD | TBD | TBD | TBD | [27 empty] | CPT
CPT E | E | [8 empty] | TBD | TBD | TBD | TBD | [27 empty] | CPT
CPT F | F | [8 empty] | TBD | TBD | TBD | TBD | [27 empty] | CPT
CPT I | I | [8 empty] | TBD | TBD | TBD | TBD | [27 empty] | CPT
CPY 1 | 1 | [8 empty] | TBD | TBD | TBD | TBD | [27 empty] | CPY
CPY 2 | 2 | [8 empty] | TBD | TBD | TBD | TBD | [27 empty] | CPY
CPY D | D | [8 empty] | TBD | TBD | TBD | TBD | [27 empty] | CPY
CPY G | G | [8 empty] | TBD | TBD | TBD | TBD | [27 empty] | CPY
CPY H | H | [8 empty] | TBD | TBD | TBD | TBD | [27 empty] | CPY
CPY I | I | [8 empty] | TBD | TBD | TBD | TBD | [27 empty] | CPY
CRE 2 | 2 | [8 empty] | TBD | TBD | TBD | TBD | [27 empty] | CRE
CRE E | E | [8 empty] | TBD | TBD | TBD | TBD | [27 empty] | CRE
CRE G | G | [8 empty] | TBD | TBD | TBD | TBD | [27 empty] | CRE
CRE H | H | [8 empty] | TBD | TBD | TBD | TBD | [27 empty] | CRE
CRE I | I | [8 empty] | TBD | TBD | TBD | TBD | [27 empty] | CRE
CRG 2 | 2 | [8 empty] | TBD | TBD | TBD | TBD | [27 empty] | CRG
CRG G | G | [8 empty] | TBD | TBD | TBD | TBD | [27 empty] | CRG
CRG H | H | [8 empty] | TBD | TBD | TBD | TBD | [27 empty] | CRG
CRG I | I | [8 empty] | TBD | TBD | TBD | TBD | [27 empty] | CRG
CRU D | D | [8 empty] | TBD | TBD | TBD | TBD | [27 empty] | CRU
CRU E | E | [8 empty] | TBD | TBD | TBD | TBD | [27 empty] | CRU
CRU F | F | [8 empty] | TBD | TBD | TBD | TBD | [27 empty] | CRU
CSA 1 | 1 | [8 empty] | TBD | TBD | TBD | TBD | [27 empty] | CSA
CSA D | D | [8 empty] | TBD | TBD | TBD | TBD | [27 empty] | CSA
CSA G | G | [8 empty] | TBD | TBD | TBD | TBD | [27 empty] | CSA
CSE 1 | 1 | [8 empty] | TBD | TBD | TBD | TBD | [27 empty] | CSE
CSE 2 | 2 | [8 empty] | TBD | TBD | TBD | TBD | [27 empty] | CSE
CSE 3 | 3 | [8 empty] | TBD | TBD | TBD | TBD | [27 empty] | CSE
CSE A | A | [8 empty] | TBD | TBD | TBD | TBD | [27 empty] | CSE
CSE C | C | [8 empty] | TBD | TBD | TBD | TBD | [27 empty] | CSE
CSE D | D | [8 empty] | TBD | TBD | TBD | TBD | [27 empty] | CSE
CSE E | E | [8 empty] | TBD | TBD | TBD | TBD | [27 empty] | CSE
CSE G | G | [8 empty] | TBD | TBD | TBD | TBD | [27 empty] | CSE
CSE H | H | [8 empty] | TBD | TBD | TBD | TBD | [27 empty] | CSE
CSE I | I | [8 empty] | TBD | TBD | TBD | TBD | [27 empty] | CSE
CTL 1 | 1 | [8 empty] | TBD | TBD | TBD | TBD | [27 empty] | CTL
CTL 2 | 2 | [8 empty] | TBD | TBD | TBD | TBD | [27 empty] | CTL
CTL 3 | 3 | [8 empty] | TBD | TBD | TBD | TBD | [27 empty] | CTL
CTL D | D | [8 empty] | TBD | TBD | TBD | TBD | [27 empty] | CTL
CTL E | E | [8 empty] | TBD | TBD | TBD | TBD | [27 empty] | CTL
CTL F | F | [8 empty] | TBD | TBD | TBD | TBD | [27 empty] | CTL
CTL G | G | [8 empty] | TBD | TBD | TBD | TBD | [27 empty] | CTL
CTL H | H | [8 empty] | TBD | TBD | TBD | TBD | [27 empty] | CTL
CTL I | I | [8 empty] | TBD | TBD | TBD | TBD | [27 empty] | CTL
CTR 2 | 2 | [8 empty] | TBD | TBD | TBD | TBD | [27 empty] | CTR
CTR 3 | 3 | [8 empty] | TBD | TBD | TBD | TBD | [27 empty] | CTR
CTR D | D | [8 empty] | TBD | TBD | TBD | TBD | [27 empty] | CTR
CTR E | E | [8 empty] | TBD | TBD | TBD | TBD | [27 empty] | CTR
CTR F | F | [8 empty] | TBD | TBD | TBD | TBD | [27 empty] | CTR
CTR H | H | [8 empty] | TBD | TBD | TBD | TBD | [27 empty] | CTR
CTR I | I | [8 empty] | TBD | TBD | TBD | TBD | [27 empty] | CTR
CUA G | G | [8 empty] | TBD | TBD | TBD | TBD | [27 empty] | CUA
CUA I | I | [8 empty] | TBD | TBD | TBD | TBD | [27 empty] | CUA
CUE 1 | 1 | [8 empty] | TBD | TBD | TBD | TBD | [27 empty] | CUE
CUE 2 | 2 | [8 empty] | TBD | TBD | TBD | TBD | [27 empty] | CUE
CUE 3 | 3 | [8 empty] | TBD | TBD | TBD | TBD | [27 empty] | CUE
CUE C | C | [8 empty] | TBD | TBD | TBD | TBD | [27 empty] | CUE
CUE D | D | [8 empty] | TBD | TBD | TBD | TBD | [27 empty] | CUE
CUE E | E | [8 empty] | TBD | TBD | TBD | TBD | [27 empty] | CUE
CUE F | F | [8 empty] | TBD | TBD | TBD | TBD | [27 empty] | CUE
CUE G | G | [8 empty] | TBD | TBD | TBD | TBD | [27 empty] | CUE
CUE H | H | [8 empty] | TBD | TBD | TBD | TBD | [27 empty] | CUE
CUE I | I | [8 empty] | TBD | TBD | TBD | TBD | [27 empty] | CUE
CUM 1 | 1 | [8 empty] | TBD | TBD | TBD | TBD | [27 empty] | CUM
CUM 2 | 2 | [8 empty] | TBD | TBD | TBD | TBD | [27 empty] | CUM
CUM 3 | 3 | [8 empty] | TBD | TBD | TBD | TBD | [27 empty] | CUM
CUM D | D | [8 empty] | TBD | TBD | TBD | TBD | [27 empty] | CUM
CUM E | E | [8 empty] | TBD | TBD | TBD | TBD | [27 empty] | CUM
CUM F | F | [8 empty] | TBD | TBD | TBD | TBD | [27 empty] | CUM
CUM G | G | SMT_WL | 4TJUSMT-G | 7 | -21.5001 | S | -64.7498 | WGS84 | 15 | TBD | TBD | TBD | TBD | - | N/A | N/A | N/A | N/A | N/A | N/A | 4 | 4 | 4 | 2 | 1150 | 19150 | 10000 | 10000 | 80000 | 100 |  |  | 3G | 2G |  | G |  |  |  |  | CUM
CUM H | H | SMT_WL | 4TJUSMT-H | 8 | -21.5001 | S | -64.7498 | WGS84 | 15 | TBD | TBD | TBD | TBD | - | N/A | N/A | N/A | N/A | N/A | N/A | 4 | 4 | 4 | 2 | 1150 | 19150 | 10000 | 10000 | 80000 | 100 |  |  | 3G | 2G |  | H |  |  |  |  | CUM
CUM I | I | SRD_L | 4SCZSRD-D | 4 | -20.0683 | S | -63.5642 | WGS84 | 10 | TBD | TBD | TBD | TBD | - | N/A | N/A | N/A | N/A | N/A | N/A | 4 | 4 | 4 | 4 | 2175 | 20175 | 15000 | 15000 | 80000 | 100 |  |  | 3G | 2G |  | D |  |  |  |  | CUM
CUN 1 | 1 | [8 empty] | TBD | TBD | TBD | TBD | [27 empty] | CUN
CUN 2 | 2 | [8 empty] | TBD | TBD | TBD | TBD | [27 empty] | CUN
CUN D | D | [8 empty] | TBD | TBD | TBD | TBD | [27 empty] | CUN
CUN E | E | [8 empty] | TBD | TBD | TBD | TBD | [27 empty] | CUN
CUN G | G | [8 empty] | TBD | TBD | TBD | TBD | [27 empty] | CUN
CUN H | H | [8 empty] | TBD | TBD | TBD | TBD | [27 empty] | CUN
CUR 1 | 1 | [8 empty] | TBD | TBD | TBD | TBD | [27 empty] | CUR
CUR 2 | 2 | [8 empty] | TBD | TBD | TBD | TBD | [27 empty] | CUR
CUR 3 | 3 | [8 empty] | TBD | TBD | TBD | TBD | [27 empty] | CUR
CUR D | D | [8 empty] | TBD | TBD | TBD | TBD | [27 empty] | CUR
CUR E | E | [8 empty] | TBD | TBD | TBD | TBD | [27 empty] | CUR
CUR F | F | [8 empty] | TBD | TBD | TBD | TBD | [27 empty] | CUR
CUR G | G | [8 empty] | TBD | TBD | TBD | TBD | [27 empty] | CUR
CUR H | H | [8 empty] | TBD | TBD | TBD | TBD | [27 empty] | CUR
CUR I | I | [8 empty] | TBD | TBD | TBD | TBD | [27 empty] | CUR
CUS 1 | 1 | [8 empty] | TBD | TBD | TBD | TBD | [27 empty] | CUS
CUS 2 | 2 | [8 empty] | TBD | TBD | TBD | TBD | [27 empty] | CUS
CUS 3 | 3 | [8 empty] | TBD | TBD | TBD | TBD | [27 empty] | CUS
CUS D | D | [8 empty] | TBD | TBD | TBD | TBD | [27 empty] | CUS
CUS E | E | [8 empty] | TBD | TBD | TBD | TBD | [27 empty] | CUS
CUS F | F | [8 empty] | TBD | TBD | TBD | TBD | [27 empty] | CUS
CUS G | G | [8 empty] | TBD | TBD | TBD | TBD | [27 empty] | CUS
CUS H | H | [8 empty] | TBD | TBD | TBD | TBD | [27 empty] | CUS
CUS I | I | [8 empty] | TBD | TBD | TBD | TBD | [27 empty] | CUS
CVL 2 | 2 | [8 empty] | TBD | TBD | TBD | TBD | [27 empty] | CVL
CVL 3 | 3 | [8 empty] | TBD | TBD | TBD | TBD | [27 empty] | CVL
CVL A | A | [8 empty] | TBD | TBD | TBD | TBD | [27 empty] | CVL
CVL E | E | [8 empty] | TBD | TBD | TBD | TBD | [27 empty] | CVL
CVL F | F | [8 empty] | TBD | TBD | TBD | TBD | [27 empty] | CVL
CVL H | H | [8 empty] | TBD | TBD | TBD | TBD | [27 empty] | CVL
CVL I | I | [8 empty] | TBD | TBD | TBD | TBD | [27 empty] | CVL
CVR 2 | 2 | [8 empty] | TBD | TBD | TBD | TBD | [27 empty] | CVR
CVR 3 | 3 | [8 empty] | TBD | TBD | TBD | TBD | [27 empty] | CVR
CVR B | B | [8 empty] | TBD | TBD | TBD | TBD | [27 empty] | CVR
CVR C | C | EOM_L | 4CBBEOM-I | 9 | -17.3966 | S | -66.1578 | WGS84 | 10 | TBD | TBD | TBD | TBD | - | N/A | N/A | N/A | N/A | N/A | N/A | 4 | 2 | 4 | 2 | 1150 | 19150 | 10000 | 10000 | 80000 | 100 |  |  | 3G | 2G |  | A | 110 | 2 | 332 | 578 | CVR
CVR D | D | [8 empty] | TBD | TBD | TBD | TBD | [27 empty] | CVR
CVR E | E | [8 empty] | TBD | TBD | TBD | TBD | [27 empty] | CVR
CVR F | F | [8 empty] | TBD | TBD | TBD | TBD | [27 empty] | CVR
CVR G | G | [8 empty] | TBD | TBD | TBD | TBD | [27 empty] | CVR
CVR H | H | [8 empty] | TBD | TBD | TBD | TBD | [27 empty] | CVR
CVR I | I | [8 empty] | TBD | TBD | TBD | TBD | [27 empty] | CVR
CVT 2 | 2 | [8 empty] | TBD | TBD | TBD | TBD | [27 empty] | CVT
CVT 3 | 3 | [8 empty] | TBD | TBD | TBD | TBD | [27 empty] | CVT
CVT G | G | [8 empty] | TBD | TBD | TBD | TBD | [27 empty] | CVT
CVT H | H | SRD_L | 4SCZSRD-E | 5 | -20.0683 | S | -63.5642 | WGS84 | 10 | TBD | TBD | TBD | TBD | - | N/A | N/A | N/A | N/A | N/A | N/A | 4 | 4 | 4 | 4 | 2175 | 20175 | 15000 | 15000 | 80000 | 100 |  |  | 3G | 2G |  | E |  |  |  |  | CVT
CVT I | I | [8 empty] | TBD | TBD | TBD | TBD | [27 empty] | CVT
CZE 1 | 1 | [8 empty] | TBD | TBD | TBD | TBD | [27 empty] | CZE
CZE 3 | 3 | [8 empty] | TBD | TBD | TBD | TBD | [27 empty] | CZE
CZE D | D | RIB2_GWL | 4BNURIB2I | 9 | -10.9989 | S | -66.0741 | WGS84 | 10 | TBD | TBD | TBD | TBD | [22 empty] | I |  |  |  |  | CZE
CZE E | E | [8 empty] | TBD | TBD | TBD | TBD | [27 empty] | CZE
CZE F | F | [8 empty] | TBD | TBD | TBD | TBD | [27 empty] | CZE
CZE G | G | [8 empty] | TBD | TBD | TBD | TBD | [27 empty] | CZE
CZE I | I | [8 empty] | TBD | TBD | TBD | TBD | [27 empty] | CZE
D23 2 | 2 | [8 empty] | TBD | TBD | TBD | TBD | [27 empty] | D23
D23 3 | 3 | [8 empty] | TBD | TBD | TBD | TBD | [27 empty] | D23
D23 F | F | [8 empty] | TBD | TBD | TBD | TBD | [27 empty] | D23
D23 G | G | [8 empty] | TBD | TBD | TBD | TBD | [27 empty] | D23
D23 H | H | [8 empty] | TBD | TBD | TBD | TBD | [27 empty] | D23
D23 I | I | [8 empty] | TBD | TBD | TBD | TBD | [27 empty] | D23
DAL 1 | 1 | [8 empty] | TBD | TBD | TBD | TBD | [27 empty] | DAL
DAL 2 | 2 | [8 empty] | TBD | TBD | TBD | TBD | [27 empty] | DAL
DAL D | D | [8 empty] | TBD | TBD | TBD | TBD | [27 empty] | DAL
DAL E | E | [8 empty] | TBD | TBD | TBD | TBD | [27 empty] | DAL
DAL F | F | [8 empty] | TBD | TBD | TBD | TBD | [27 empty] | DAL
DAL G | G | [8 empty] | TBD | TBD | TBD | TBD | [27 empty] | DAL
DAL H | H | [8 empty] | TBD | TBD | TBD | TBD | [27 empty] | DAL
DIC 1 | 1 | [8 empty] | TBD | TBD | TBD | TBD | [27 empty] | DIC
DIC 2 | 2 | [8 empty] | TBD | TBD | TBD | TBD | [27 empty] | DIC
DIC 3 | 3 | [8 empty] | TBD | TBD | TBD | TBD | [27 empty] | DIC
DIC D | D | [8 empty] | TBD | TBD | TBD | TBD | [27 empty] | DIC
DIC E | E | [8 empty] | TBD | TBD | TBD | TBD | [27 empty] | DIC
DIC F | F | [8 empty] | TBD | TBD | TBD | TBD | [27 empty] | DIC
DIC G | G | TRB_L | 4SRUTRB-I | 9 | -19.0142 | S | -65.2623 | WGS84 | 10 | TBD | TBD | TBD | TBD | - | N/A | N/A | N/A | N/A | N/A | N/A | 4 | 4 | 4 | 2 | 1150 | 19150 | 10000 | 10000 | 120000 | 100 |  |  | 3G | 2G |  | I |  |  |  |  | DIC
DIC H | H | [8 empty] | TBD | TBD | TBD | TBD | [27 empty] | DIC
DIC I | I | [8 empty] | TBD | TBD | TBD | TBD | [27 empty] | DIC
DUM 1 | 1 | [8 empty] | TBD | TBD | TBD | TBD | [27 empty] | DUM
DUM 2 | 2 | [8 empty] | TBD | TBD | TBD | TBD | [27 empty] | DUM
DUM 3 | 3 | [8 empty] | TBD | TBD | TBD | TBD | [27 empty] | DUM
DUM D | D | [8 empty] | TBD | TBD | TBD | TBD | [27 empty] | DUM
DUM E | E | [8 empty] | TBD | TBD | TBD | TBD | [27 empty] | DUM
DUM F | F | [8 empty] | TBD | TBD | TBD | TBD | [27 empty] | DUM
DUM G | G | [8 empty] | TBD | TBD | TBD | TBD | [27 empty] | DUM
DUM H | H | [8 empty] | TBD | TBD | TBD | TBD | [27 empty] | DUM
DUM I | I | TRI3_L | 4BNUTRI3H | 8 | -14.8295 | S | -64.8896 | WGS84 | 15 | TBD | TBD | TBD | TBD | - | N/A | N/A | N/A | N/A | N/A | N/A | 4 | 4 | 4 | 2 | 1150 | 19150 | 10000 | 10000 | 120000 | 100 |  |  | 3G | 2G |  | H |  |  |  |  | DUM
ECH 1 | 1 | [8 empty] | TBD | TBD | TBD | TBD | [27 empty] | ECH
ECH 2 | 2 | [8 empty] | TBD | TBD | TBD | TBD | [27 empty] | ECH
ECH D | D | [8 empty] | TBD | TBD | TBD | TBD | [27 empty] | ECH
ECH E | E | [8 empty] | TBD | TBD | TBD | TBD | [27 empty] | ECH
ECH F | F | [8 empty] | TBD | TBD | TBD | TBD | [27 empty] | ECH
ECH G | G | TRI3_L | 4BNUTRI3I | 9 | -14.8295 | S | -64.8896 | WGS84 | 15 | TBD | TBD | TBD | TBD | - | N/A | N/A | N/A | N/A | N/A | N/A | 4 | 4 | 4 | 2 | 1150 | 19150 | 10000 | 10000 | 120000 | 100 |  |  | 3G | 2G |  | I |  |  |  |  | ECH
ECH H | H | [8 empty] | TBD | TBD | TBD | TBD | [27 empty] | ECH
ECH I | I | [8 empty] | TBD | TBD | TBD | TBD | [27 empty] | ECH
ECO 1 | 1 | [8 empty] | TBD | TBD | TBD | TBD | [27 empty] | ECO
ECO 3 | 3 | [8 empty] | TBD | TBD | TBD | TBD | [27 empty] | ECO
ECO G | G | [8 empty] | TBD | TBD | TBD | TBD | [27 empty] | ECO
ECO H | H | [8 empty] | TBD | TBD | TBD | TBD | [27 empty] | ECO
ECO I | I | [8 empty] | TBD | TBD | TBD | TBD | [27 empty] | ECO
EDC 1 | 1 | [8 empty] | TBD | TBD | TBD | TBD | [27 empty] | EDC
EDC 2 | 2 | [8 empty] | TBD | TBD | TBD | TBD | [27 empty] | EDC
EDC 3 | 3 | [8 empty] | TBD | TBD | TBD | TBD | [27 empty] | EDC
EDC D | D | [8 empty] | TBD | TBD | TBD | TBD | [27 empty] | EDC
EDC E | E | [8 empty] | TBD | TBD | TBD | TBD | [27 empty] | EDC
EDC F | F | [8 empty] | TBD | TBD | TBD | TBD | [27 empty] | EDC
EDC G | G | [8 empty] | TBD | TBD | TBD | TBD | [27 empty] | EDC
EDC H | H | [8 empty] | TBD | TBD | TBD | TBD | [27 empty] | EDC
EDC I | I | [8 empty] | TBD | TBD | TBD | TBD | [27 empty] | EDC
EDE 1 | 1 | [8 empty] | TBD | TBD | TBD | TBD | [27 empty] | EDE
EDE 3 | 3 | [8 empty] | TBD | TBD | TBD | TBD | [27 empty] | EDE
EDE D | D | [8 empty] | TBD | TBD | TBD | TBD | [27 empty] | EDE
EDE E | E | [8 empty] | TBD | TBD | TBD | TBD | [27 empty] | EDE
EDE F | F | [8 empty] | TBD | TBD | TBD | TBD | [27 empty] | EDE
EDE G | G | [8 empty] | TBD | TBD | TBD | TBD | [27 empty] | EDE
EDE H | H | [8 empty] | TBD | TBD | TBD | TBD | [27 empty] | EDE
EDE I | I | [8 empty] | TBD | TBD | TBD | TBD | [27 empty] | EDE
EDI 1 | 1 | [8 empty] | TBD | TBD | TBD | TBD | [27 empty] | EDI
EDI 3 | 3 | [8 empty] | TBD | TBD | TBD | TBD | [27 empty] | EDI
EDI A | A | [8 empty] | TBD | TBD | TBD | TBD | [27 empty] | EDI
EDI D | D | [8 empty] | TBD | TBD | TBD | TBD | [27 empty] | EDI
EDI E | E | [8 empty] | TBD | TBD | TBD | TBD | [27 empty] | EDI
EDI F | F | [8 empty] | TBD | TBD | TBD | TBD | [27 empty] | EDI
EDI G | G | [8 empty] | TBD | TBD | TBD | TBD | [27 empty] | EDI
EDI I | I | [8 empty] | TBD | TBD | TBD | TBD | [27 empty] | EDI
EGL 1 | 1 | [8 empty] | TBD | TBD | TBD | TBD | [27 empty] | EGL
EGL 2 | 2 | [8 empty] | TBD | TBD | TBD | TBD | [27 empty] | EGL
EGL D | D | [8 empty] | TBD | TBD | TBD | TBD | [27 empty] | EGL
EGL E | E | [8 empty] | TBD | TBD | TBD | TBD | [27 empty] | EGL
EGL G | G | [8 empty] | TBD | TBD | TBD | TBD | [27 empty] | EGL
EGL H | H | [8 empty] | TBD | TBD | TBD | TBD | [27 empty] | EGL
EGP 1 | 1 | [8 empty] | TBD | TBD | TBD | TBD | [27 empty] | EGP
EGP 2 | 2 | [8 empty] | TBD | TBD | TBD | TBD | [27 empty] | EGP
EGP A | A | [8 empty] | TBD | TBD | TBD | TBD | [27 empty] | EGP
EGP B | B | [8 empty] | TBD | TBD | TBD | TBD | [27 empty] | EGP
EGP D | D | [8 empty] | TBD | TBD | TBD | TBD | [27 empty] | EGP
EGP E | E | [8 empty] | TBD | TBD | TBD | TBD | [27 empty] | EGP
EGP F | F | [8 empty] | TBD | TBD | TBD | TBD | [27 empty] | EGP
EGP G | G | [8 empty] | TBD | TBD | TBD | TBD | [27 empty] | EGP
EGP H | H | [8 empty] | TBD | TBD | TBD | TBD | [27 empty] | EGP
EGP I | I | [8 empty] | TBD | TBD | TBD | TBD | [27 empty] | EGP
EMM 1 | 1 | [8 empty] | TBD | TBD | TBD | TBD | [27 empty] | EMM
EMM 3 | 3 | [8 empty] | TBD | TBD | TBD | TBD | [27 empty] | EMM
EMM D | D | [8 empty] | TBD | TBD | TBD | TBD | [27 empty] | EMM
EMM F | F | [8 empty] | TBD | TBD | TBD | TBD | [27 empty] | EMM
EMM G | G | [8 empty] | TBD | TBD | TBD | TBD | [27 empty] | EMM
EMM H | H | [8 empty] | TBD | TBD | TBD | TBD | [27 empty] | EMM
EMM I | I | [8 empty] | TBD | TBD | TBD | TBD | [27 empty] | EMM
ENC 1 | 1 | [8 empty] | TBD | TBD | TBD | TBD | [27 empty] | ENC
ENC 2 | 2 | [8 empty] | TBD | TBD | TBD | TBD | [27 empty] | ENC
ENC 3 | 3 | [8 empty] | TBD | TBD | TBD | TBD | [27 empty] | ENC
ENC D | D | SCRN_WL | 4SRUSCRNG | 7 | -18.986 | S | -65.3295 | WGS84 | 15 | TBD | TBD | TBD | TBD | [22 empty] | G |  |  |  |  | ENC
ENC E | E | [8 empty] | TBD | TBD | TBD | TBD | [27 empty] | ENC
ENC F | F | [8 empty] | TBD | TBD | TBD | TBD | [27 empty] | ENC
ENC G | G | [8 empty] | TBD | TBD | TBD | TBD | [27 empty] | ENC
ENC H | H | [8 empty] | TBD | TBD | TBD | TBD | [27 empty] | ENC
ENC I | I | [8 empty] | TBD | TBD | TBD | TBD | [27 empty] | ENC
ENE 2 | 2 | [8 empty] | TBD | TBD | TBD | TBD | [27 empty] | ENE
ENE 3 | 3 | [8 empty] | TBD | TBD | TBD | TBD | [27 empty] | ENE
ENE D | D | [8 empty] | TBD | TBD | TBD | TBD | [27 empty] | ENE
ENE E | E | [8 empty] | TBD | TBD | TBD | TBD | [27 empty] | ENE
ENE F | F | [8 empty] | TBD | TBD | TBD | TBD | [27 empty] | ENE
ENE G | G | [8 empty] | TBD | TBD | TBD | TBD | [27 empty] | ENE
ENE H | H | [8 empty] | TBD | TBD | TBD | TBD | [27 empty] | ENE
ENE I | I | [8 empty] | TBD | TBD | TBD | TBD | [27 empty] | ENE
ENP 1 | 1 | [8 empty] | TBD | TBD | TBD | TBD | [27 empty] | ENP
ENP A | A | [8 empty] | TBD | TBD | TBD | TBD | [27 empty] | ENP
ENP F | F | [8 empty] | TBD | TBD | TBD | TBD | [27 empty] | ENP
ENP I | I | [8 empty] | TBD | TBD | TBD | TBD | [27 empty] | ENP
ENT G | G | [8 empty] | TBD | TBD | TBD | TBD | [27 empty] | ENT
ENT I | I | [8 empty] | TBD | TBD | TBD | TBD | [27 empty] | ENT
EOM 1 | 1 | [8 empty] | TBD | TBD | TBD | TBD | [27 empty] | EOM
EOM 3 | 3 | [8 empty] | TBD | TBD | TBD | TBD | [27 empty] | EOM
EOM A | A | [8 empty] | TBD | TBD | TBD | TBD | [27 empty] | EOM
EOM C | C | [8 empty] | TBD | TBD | TBD | TBD | [27 empty] | EOM
EOM H | H | [8 empty] | TBD | TBD | TBD | TBD | [27 empty] | EOM
EPA 1 | 1 | [8 empty] | TBD | TBD | TBD | TBD | [27 empty] | EPA
EPA 2 | 2 | [8 empty] | TBD | TBD | TBD | TBD | [27 empty] | EPA
EPA 3 | 3 | [8 empty] | TBD | TBD | TBD | TBD | [27 empty] | EPA
EPA B | B | [8 empty] | TBD | TBD | TBD | TBD | [27 empty] | EPA
EPA C | C | [8 empty] | TBD | TBD | TBD | TBD | [27 empty] | EPA
EPA D | D | [8 empty] | TBD | TBD | TBD | TBD | [27 empty] | EPA
EPA E | E | [8 empty] | TBD | TBD | TBD | TBD | [27 empty] | EPA
EPA F | F | [8 empty] | TBD | TBD | TBD | TBD | [27 empty] | EPA
EPA G | G | [8 empty] | TBD | TBD | TBD | TBD | [27 empty] | EPA
EPA H | H | [8 empty] | TBD | TBD | TBD | TBD | [27 empty] | EPA
EPA I | I | [8 empty] | TBD | TBD | TBD | TBD | [27 empty] | EPA
EQI 3 | 3 | [8 empty] | TBD | TBD | TBD | TBD | [27 empty] | EQI
EQI F | F | [8 empty] | TBD | TBD | TBD | TBD | [27 empty] | EQI
EQI I | I | [8 empty] | TBD | TBD | TBD | TBD | [27 empty] | EQI
ESG 1 | 1 | [8 empty] | TBD | TBD | TBD | TBD | [27 empty] | ESG
ESG 2 | 2 | [8 empty] | TBD | TBD | TBD | TBD | [27 empty] | ESG
ESG 3 | 3 | [8 empty] | TBD | TBD | TBD | TBD | [27 empty] | ESG
ESG D | D | [8 empty] | TBD | TBD | TBD | TBD | [27 empty] | ESG
ESG E | E | [8 empty] | TBD | TBD | TBD | TBD | [27 empty] | ESG
ESG F | F | [8 empty] | TBD | TBD | TBD | TBD | [27 empty] | ESG
ESG G | G | [8 empty] | TBD | TBD | TBD | TBD | [27 empty] | ESG
ESG H | H | [8 empty] | TBD | TBD | TBD | TBD | [27 empty] | ESG
ESG I | I | AYA_L | 4SCUAYA-I | 9 | -17.7843 | S | -63.1848 | WGS84 | 15 | TBD | TBD | TBD | TBD | - | N/A | N/A | N/A | N/A | N/A | N/A | 4 | 4 | 4 | 2 | 1150 | 19150 | 10000 | 10000 | 120000 | 100 |  |  | 3G | 2G |  | I |  |  |  |  | ESG
ESH 2 | 2 | [8 empty] | TBD | TBD | TBD | TBD | [27 empty] | ESH
ESH 3 | 3 | [8 empty] | TBD | TBD | TBD | TBD | [27 empty] | ESH
ESH E | E | [8 empty] | TBD | TBD | TBD | TBD | [27 empty] | ESH
ESH F | F | [8 empty] | TBD | TBD | TBD | TBD | [27 empty] | ESH
ESH H | H | [8 empty] | TBD | TBD | TBD | TBD | [27 empty] | ESH
ESH I | I | [8 empty] | TBD | TBD | TBD | TBD | [27 empty] | ESH
ESP 1 | 1 | [8 empty] | TBD | TBD | TBD | TBD | [27 empty] | ESP
ESP 2 | 2 | [8 empty] | TBD | TBD | TBD | TBD | [27 empty] | ESP
ESP 3 | 3 | [8 empty] | TBD | TBD | TBD | TBD | [27 empty] | ESP
ESP D | D | [8 empty] | TBD | TBD | TBD | TBD | [27 empty] | ESP
ESP E | E | [8 empty] | TBD | TBD | TBD | TBD | [27 empty] | ESP
ESP F | F | [8 empty] | TBD | TBD | TBD | TBD | [27 empty] | ESP
ESP G | G | [8 empty] | TBD | TBD | TBD | TBD | [27 empty] | ESP
ESP H | H | [8 empty] | TBD | TBD | TBD | TBD | [27 empty] | ESP
ESP I | I | [8 empty] | TBD | TBD | TBD | TBD | [27 empty] | ESP
ESQ D | D | [8 empty] | TBD | TBD | TBD | TBD | [27 empty] | ESQ
ESQ E | E | [8 empty] | TBD | TBD | TBD | TBD | [27 empty] | ESQ
ESQ F | F | SCRN_WL | 4SRUSCRNH | 8 | -18.986 | S | -65.3295 | WGS84 | 15 | TBD | TBD | TBD | TBD | [22 empty] | H |  |  |  |  | ESQ
ESQ H | H | [8 empty] | TBD | TBD | TBD | TBD | [27 empty] | ESQ
ESQ I | I | [8 empty] | TBD | TBD | TBD | TBD | [27 empty] | ESQ
EST 1 | 1 | [8 empty] | TBD | TBD | TBD | TBD | [27 empty] | EST
EST 2 | 2 | [8 empty] | TBD | TBD | TBD | TBD | [27 empty] | EST
EST 3 | 3 | [8 empty] | TBD | TBD | TBD | TBD | [27 empty] | EST
EST D | D | [8 empty] | TBD | TBD | TBD | TBD | [27 empty] | EST
EST E | E | [8 empty] | TBD | TBD | TBD | TBD | [27 empty] | EST
EST F | F | [8 empty] | TBD | TBD | TBD | TBD | [27 empty] | EST
EST G | G | [8 empty] | TBD | TBD | TBD | TBD | [27 empty] | EST
EST H | H | [8 empty] | TBD | TBD | TBD | TBD | [27 empty] | EST
EST I | I | [8 empty] | TBD | TBD | TBD | TBD | [27 empty] | EST
ESV 1 | 1 | [8 empty] | TBD | TBD | TBD | TBD | [27 empty] | ESV
ESV 2 | 2 | [8 empty] | TBD | TBD | TBD | TBD | [27 empty] | ESV
ESV 3 | 3 | [8 empty] | TBD | TBD | TBD | TBD | [27 empty] | ESV
ESV A | A | [8 empty] | TBD | TBD | TBD | TBD | [27 empty] | ESV
ESV C | C | [8 empty] | TBD | TBD | TBD | TBD | [27 empty] | ESV
ESV D | D | [8 empty] | TBD | TBD | TBD | TBD | [27 empty] | ESV
ESV E | E | [8 empty] | TBD | TBD | TBD | TBD | [27 empty] | ESV
ESV F | F | [8 empty] | TBD | TBD | TBD | TBD | [27 empty] | ESV
ESV G | G | [8 empty] | TBD | TBD | TBD | TBD | [27 empty] | ESV
ESV H | H | [8 empty] | TBD | TBD | TBD | TBD | [27 empty] | ESV
ESV I | I | [8 empty] | TBD | TBD | TBD | TBD | [27 empty] | ESV
ETF 2 | 2 | [8 empty] | TBD | TBD | TBD | TBD | [27 empty] | ETF
ETF 3 | 3 | [8 empty] | TBD | TBD | TBD | TBD | [27 empty] | ETF
ETF E | E | [8 empty] | TBD | TBD | TBD | TBD | [27 empty] | ETF
ETF F | F | [8 empty] | TBD | TBD | TBD | TBD | [27 empty] | ETF
ETF H | H | [8 empty] | TBD | TBD | TBD | TBD | [27 empty] | ETF
ETF I | I | [8 empty] | TBD | TBD | TBD | TBD | [27 empty] | ETF
EVA 1 | 1 | [8 empty] | TBD | TBD | TBD | TBD | [27 empty] | EVA
EVA 2 | 2 | [8 empty] | TBD | TBD | TBD | TBD | [27 empty] | EVA
EVA 3 | 3 | [8 empty] | TBD | TBD | TBD | TBD | [27 empty] | EVA
EVA D | D | [8 empty] | TBD | TBD | TBD | TBD | [27 empty] | EVA
EVA E | E | [8 empty] | TBD | TBD | TBD | TBD | [27 empty] | EVA
EVA F | F | [8 empty] | TBD | TBD | TBD | TBD | [27 empty] | EVA
EVA G | G | [8 empty] | TBD | TBD | TBD | TBD | [27 empty] | EVA
EVA H | H | [8 empty] | TBD | TBD | TBD | TBD | [27 empty] | EVA
EVA I | I | [8 empty] | TBD | TBD | TBD | TBD | [27 empty] | EVA
EVU 2 | 2 | [8 empty] | TBD | TBD | TBD | TBD | [27 empty] | EVU
EVU 3 | 3 | [8 empty] | TBD | TBD | TBD | TBD | [27 empty] | EVU
EVU C | C | [8 empty] | TBD | TBD | TBD | TBD | [27 empty] | EVU
EVU E | E | [8 empty] | TBD | TBD | TBD | TBD | [27 empty] | EVU
EVU F | F | [8 empty] | TBD | TBD | TBD | TBD | [27 empty] | EVU
EVU H | H | [8 empty] | TBD | TBD | TBD | TBD | [27 empty] | EVU
EVU I | I | [8 empty] | TBD | TBD | TBD | TBD | [27 empty] | EVU
FAG G | G | [8 empty] | TBD | TBD | TBD | TBD | [27 empty] | FAG
FAG H | H | [8 empty] | TBD | TBD | TBD | TBD | [27 empty] | FAG
FAG I | I | [8 empty] | TBD | TBD | TBD | TBD | [27 empty] | FAG
FAS 1 | 1 | [8 empty] | TBD | TBD | TBD | TBD | [27 empty] | FAS
FAS D | D | [8 empty] | TBD | TBD | TBD | TBD | [27 empty] | FAS
FAS G | G | [8 empty] | TBD | TBD | TBD | TBD | [27 empty] | FAS
FBC 1 | 1 | [8 empty] | TBD | TBD | TBD | TBD | [27 empty] | FBC
FBC 3 | 3 | [8 empty] | TBD | TBD | TBD | TBD | [27 empty] | FBC
FBC F | F | SIM_L | 4CBBSIM-H | 8 | -17.3622 | S | -66.1774 | WGS84 | 10 | TBD | TBD | TBD | TBD | [22 empty] | G |  |  |  |  | FBC
FBC G | G | [8 empty] | TBD | TBD | TBD | TBD | [27 empty] | FBC
FBC H | H | [8 empty] | TBD | TBD | TBD | TBD | [27 empty] | FBC
FBC I | I | [8 empty] | TBD | TBD | TBD | TBD | [27 empty] | FBC
FCS H | H | [8 empty] | TBD | TBD | TBD | TBD | [27 empty] | FCS
FER 2 | 2 | [8 empty] | TBD | TBD | TBD | TBD | [27 empty] | FER
FER 3 | 3 | [8 empty] | TBD | TBD | TBD | TBD | [27 empty] | FER
FER H | H | [8 empty] | TBD | TBD | TBD | TBD | [27 empty] | FER
FER I | I | [8 empty] | TBD | TBD | TBD | TBD | [27 empty] | FER
FEX 2 | 2 | [8 empty] | TBD | TBD | TBD | TBD | [27 empty] | FEX
FEX B | B | [8 empty] | TBD | TBD | TBD | TBD | [27 empty] | FEX
FEX D | D | SIM_L | 4CBBSIM-I | 9 | -17.3622 | S | -66.1774 | WGS84 | 10 | TBD | TBD | TBD | TBD | [22 empty] | G |  |  |  |  | FEX
FEX E | E | [8 empty] | TBD | TBD | TBD | TBD | [27 empty] | FEX
FEX H | H | [8 empty] | TBD | TBD | TBD | TBD | [27 empty] | FEX
FOI 1 | 1 | [8 empty] | TBD | TBD | TBD | TBD | [27 empty] | FOI
FOI 3 | 3 | [8 empty] | TBD | TBD | TBD | TBD | [27 empty] | FOI
FOI D | D | [8 empty] | TBD | TBD | TBD | TBD | [27 empty] | FOI
FOI E | E | [8 empty] | TBD | TBD | TBD | TBD | [27 empty] | FOI
FOI F | F | [8 empty] | TBD | TBD | TBD | TBD | [27 empty] | FOI
FOI G | G | [8 empty] | TBD | TBD | TBD | TBD | [27 empty] | FOI
FOI H | H | [8 empty] | TBD | TBD | TBD | TBD | [27 empty] | FOI
FOI I | I | [8 empty] | TBD | TBD | TBD | TBD | [27 empty] | FOI
FRA 1 | 1 | [8 empty] | TBD | TBD | TBD | TBD | [27 empty] | FRA
FRA 2 | 2 | [8 empty] | TBD | TBD | TBD | TBD | [27 empty] | FRA
FRA 3 | 3 | [8 empty] | TBD | TBD | TBD | TBD | [27 empty] | FRA
FRA D | D | [8 empty] | TBD | TBD | TBD | TBD | [27 empty] | FRA
FRA F | F | [8 empty] | TBD | TBD | TBD | TBD | [27 empty] | FRA
FRA G | G | [8 empty] | TBD | TBD | TBD | TBD | [27 empty] | FRA
FRA I | I | [8 empty] | TBD | TBD | TBD | TBD | [27 empty] | FRA
FRA2 1 | 1 | [8 empty] | TBD | TBD | TBD | TBD | [27 empty] | FRA2
FRA2 2 | 2 | [8 empty] | TBD | TBD | TBD | TBD | [27 empty] | FRA2
FRA2 3 | 3 | [8 empty] | TBD | TBD | TBD | TBD | [27 empty] | FRA2
FRA2 D | D | [8 empty] | TBD | TBD | TBD | TBD | [27 empty] | FRA2
FRA2 E | E | [8 empty] | TBD | TBD | TBD | TBD | [27 empty] | FRA2
FRA2 G | G | [8 empty] | TBD | TBD | TBD | TBD | [27 empty] | FRA2
FRA2 H | H | [8 empty] | TBD | TBD | TBD | TBD | [27 empty] | FRA2
FRA2 I | I | [8 empty] | TBD | TBD | TBD | TBD | [27 empty] | FRA2
FRV 1 | 1 | [8 empty] | TBD | TBD | TBD | TBD | [27 empty] | FRV
FRV 2 | 2 | [8 empty] | TBD | TBD | TBD | TBD | [27 empty] | FRV
FRV D | D | [8 empty] | TBD | TBD | TBD | TBD | [27 empty] | FRV
FRV E | E | [8 empty] | TBD | TBD | TBD | TBD | [27 empty] | FRV
FRV G | G | [8 empty] | TBD | TBD | TBD | TBD | [27 empty] | FRV
FRV H | H | [8 empty] | TBD | TBD | TBD | TBD | [27 empty] | FRV
FVM 3 | 3 | [8 empty] | TBD | TBD | TBD | TBD | [27 empty] | FVM
FVM E | E | [8 empty] | TBD | TBD | TBD | TBD | [27 empty] | FVM
FVM F | F | [8 empty] | TBD | TBD | TBD | TBD | [27 empty] | FVM
FVM I | I | [8 empty] | TBD | TBD | TBD | TBD | [27 empty] | FVM
FWC 3 | 3 | [8 empty] | TBD | TBD | TBD | TBD | [27 empty] | FWC
FWC D | D | [8 empty] | TBD | TBD | TBD | TBD | [27 empty] | FWC
FWC E | E | [8 empty] | TBD | TBD | TBD | TBD | [27 empty] | FWC
FWC F | F | [8 empty] | TBD | TBD | TBD | TBD | [27 empty] | FWC
FWC I | I | [8 empty] | TBD | TBD | TBD | TBD | [27 empty] | FWC
GAB 1 | 1 | [8 empty] | TBD | TBD | TBD | TBD | [27 empty] | GAB
GAB 2 | 2 | [8 empty] | TBD | TBD | TBD | TBD | [27 empty] | GAB
GAB D | D | [8 empty] | TBD | TBD | TBD | TBD | [27 empty] | GAB
GAB E | E | [8 empty] | TBD | TBD | TBD | TBD | [27 empty] | GAB
GAB G | G | [8 empty] | TBD | TBD | TBD | TBD | [27 empty] | GAB
GAB H | H | [8 empty] | TBD | TBD | TBD | TBD | [27 empty] | GAB
GBR 1 | 1 | [8 empty] | TBD | TBD | TBD | TBD | [27 empty] | GBR
GBR 2 | 2 | [8 empty] | TBD | TBD | TBD | TBD | [27 empty] | GBR
GBR D | D | [8 empty] | TBD | TBD | TBD | TBD | [27 empty] | GBR
GBR E | E | [8 empty] | TBD | TBD | TBD | TBD | [27 empty] | GBR
GBR G | G | [8 empty] | TBD | TBD | TBD | TBD | [27 empty] | GBR
GBR H | H | [8 empty] | TBD | TBD | TBD | TBD | [27 empty] | GBR
GBR2 2 | 2 | [8 empty] | TBD | TBD | TBD | TBD | [27 empty] | GBR2
GBR2 E | E | [8 empty] | TBD | TBD | TBD | TBD | [27 empty] | GBR2
GBR2 G | G | [8 empty] | TBD | TBD | TBD | TBD | [27 empty] | GBR2
GBR2 H | H | [8 empty] | TBD | TBD | TBD | TBD | [27 empty] | GBR2
GIL 1 | 1 | [8 empty] | TBD | TBD | TBD | TBD | [27 empty] | GIL
GIL 2 | 2 | [8 empty] | TBD | TBD | TBD | TBD | [27 empty] | GIL
GIL G | G | [8 empty] | TBD | TBD | TBD | TBD | [27 empty] | GIL
GIL H | H | [8 empty] | TBD | TBD | TBD | TBD | [27 empty] | GIL
GIL I | I | [8 empty] | TBD | TBD | TBD | TBD | [27 empty] | GIL
GLA 1 | 1 | [8 empty] | TBD | TBD | TBD | TBD | [27 empty] | GLA
GLA 3 | 3 | [8 empty] | TBD | TBD | TBD | TBD | [27 empty] | GLA
GLA G | G | [8 empty] | TBD | TBD | TBD | TBD | [27 empty] | GLA
GLA H | H | [8 empty] | TBD | TBD | TBD | TBD | [27 empty] | GLA
GLA I | I | [8 empty] | TBD | TBD | TBD | TBD | [27 empty] | GLA
GMB 1 | 1 | [8 empty] | TBD | TBD | TBD | TBD | [27 empty] | GMB
GMB 2 | 2 | [8 empty] | TBD | TBD | TBD | TBD | [27 empty] | GMB
GMB 3 | 3 | [8 empty] | TBD | TBD | TBD | TBD | [27 empty] | GMB
GMB D | D | UJO_WL | 4SCUUJO-I | 9 | -17.7193 | S | -63.0928 | WGS84 | 15 | TBD | TBD | TBD | TBD | [22 empty] | I |  |  |  |  | GMB
GMB E | E | UPS_L | 4SCUUPS-G | 7 | -17.7629 | S | -63.1503 | WGS84 | 15 | TBD | TBD | TBD | TBD | [22 empty] | G |  |  |  |  | GMB
GMB F | F | [8 empty] | TBD | TBD | TBD | TBD | [27 empty] | GMB
GMB G | G | [8 empty] | TBD | TBD | TBD | TBD | [27 empty] | GMB
GMB H | H | [8 empty] | TBD | TBD | TBD | TBD | [27 empty] | GMB
GMB I | I | [8 empty] | TBD | TBD | TBD | TBD | [27 empty] | GMB
GPI 1 | 1 | [8 empty] | TBD | TBD | TBD | TBD | [27 empty] | GPI
GPI 2 | 2 | [8 empty] | TBD | TBD | TBD | TBD | [27 empty] | GPI
GPI 3 | 3 | [8 empty] | TBD | TBD | TBD | TBD | [27 empty] | GPI
GPI D | D | [8 empty] | TBD | TBD | TBD | TBD | [27 empty] | GPI
GPI E | E | [8 empty] | TBD | TBD | TBD | TBD | [27 empty] | GPI
GPI G | G | [8 empty] | TBD | TBD | TBD | TBD | [27 empty] | GPI
GPI H | H | [8 empty] | TBD | TBD | TBD | TBD | [27 empty] | GPI
GPI I | I | [8 empty] | TBD | TBD | TBD | TBD | [27 empty] | GPI
GPY 1 | 1 | [8 empty] | TBD | TBD | TBD | TBD | [27 empty] | GPY
GPY 2 | 2 | [8 empty] | TBD | TBD | TBD | TBD | [27 empty] | GPY
GPY 3 | 3 | [8 empty] | TBD | TBD | TBD | TBD | [27 empty] | GPY
GPY G | G | [8 empty] | TBD | TBD | TBD | TBD | [27 empty] | GPY
GPY H | H | [8 empty] | TBD | TBD | TBD | TBD | [27 empty] | GPY
GPY I | I | [8 empty] | TBD | TBD | TBD | TBD | [27 empty] | GPY
GRA 1 | 1 | [8 empty] | TBD | TBD | TBD | TBD | [27 empty] | GRA
GRA 3 | 3 | [8 empty] | TBD | TBD | TBD | TBD | [27 empty] | GRA
GRA D | D | [8 empty] | TBD | TBD | TBD | TBD | [27 empty] | GRA
GRA F | F | [8 empty] | TBD | TBD | TBD | TBD | [27 empty] | GRA
GRA G | G | [8 empty] | TBD | TBD | TBD | TBD | [27 empty] | GRA
GRA H | H | [8 empty] | TBD | TBD | TBD | TBD | [27 empty] | GRA
GRA I | I | [8 empty] | TBD | TBD | TBD | TBD | [27 empty] | GRA
GRT 1 | 1 | [8 empty] | TBD | TBD | TBD | TBD | [27 empty] | GRT
GRT 2 | 2 | [8 empty] | TBD | TBD | TBD | TBD | [27 empty] | GRT
GRT 3 | 3 | [8 empty] | TBD | TBD | TBD | TBD | [27 empty] | GRT
GRT C | C | [8 empty] | TBD | TBD | TBD | TBD | [27 empty] | GRT
GRT F | F | [8 empty] | TBD | TBD | TBD | TBD | [27 empty] | GRT
GRT G | G | [8 empty] | TBD | TBD | TBD | TBD | [27 empty] | GRT
GRT H | H | [8 empty] | TBD | TBD | TBD | TBD | [27 empty] | GRT
GRT I | I | [8 empty] | TBD | TBD | TBD | TBD | [27 empty] | GRT
GUE 1 | 1 | [8 empty] | TBD | TBD | TBD | TBD | [27 empty] | GUE
GUE 2 | 2 | [8 empty] | TBD | TBD | TBD | TBD | [27 empty] | GUE
GUE 3 | 3 | [8 empty] | TBD | TBD | TBD | TBD | [27 empty] | GUE
GUE D | D | [8 empty] | TBD | TBD | TBD | TBD | [27 empty] | GUE
GUE E | E | [8 empty] | TBD | TBD | TBD | TBD | [27 empty] | GUE
GUE F | F | [8 empty] | TBD | TBD | TBD | TBD | [27 empty] | GUE
GUE G | G | [8 empty] | TBD | TBD | TBD | TBD | [27 empty] | GUE
GUE H | H | [8 empty] | TBD | TBD | TBD | TBD | [27 empty] | GUE
GUE I | I | [8 empty] | TBD | TBD | TBD | TBD | [27 empty] | GUE
GY2 1 | 1 | [8 empty] | TBD | TBD | TBD | TBD | [27 empty] | GY2
GY2 D | D | [8 empty] | TBD | TBD | TBD | TBD | [27 empty] | GY2
GY2 E | E | [8 empty] | TBD | TBD | TBD | TBD | [27 empty] | GY2
GY2 F | F | [8 empty] | TBD | TBD | TBD | TBD | [27 empty] | GY2
GY2 G | G | [8 empty] | TBD | TBD | TBD | TBD | [27 empty] | GY2
GY2 H | H | [8 empty] | TBD | TBD | TBD | TBD | [27 empty] | GY2
GY2 I | I | [8 empty] | TBD | TBD | TBD | TBD | [27 empty] | GY2
GYM 2 | 2 | [8 empty] | TBD | TBD | TBD | TBD | [27 empty] | GYM
GYM 3 | 3 | [8 empty] | TBD | TBD | TBD | TBD | [27 empty] | GYM
GYM E | E | [8 empty] | TBD | TBD | TBD | TBD | [27 empty] | GYM
GYM F | F | [8 empty] | TBD | TBD | TBD | TBD | [27 empty] | GYM
GYM H | H | [8 empty] | TBD | TBD | TBD | TBD | [27 empty] | GYM
GYM I | I | [8 empty] | TBD | TBD | TBD | TBD | [27 empty] | GYM
HAC 1 | 1 | [8 empty] | TBD | TBD | TBD | TBD | [27 empty] | HAC
HAC 2 | 2 | [8 empty] | TBD | TBD | TBD | TBD | [27 empty] | HAC
HAC A | A | [8 empty] | TBD | TBD | TBD | TBD | [27 empty] | HAC
HAC C | C | [8 empty] | TBD | TBD | TBD | TBD | [27 empty] | HAC
HAC D | D | [8 empty] | TBD | TBD | TBD | TBD | [27 empty] | HAC
HAC E | E | [8 empty] | TBD | TBD | TBD | TBD | [27 empty] | HAC
HAC F | F | [8 empty] | TBD | TBD | TBD | TBD | [27 empty] | HAC
HAC G | G | [8 empty] | TBD | TBD | TBD | TBD | [27 empty] | HAC
HAC H | H | [8 empty] | TBD | TBD | TBD | TBD | [27 empty] | HAC
HAC I | I | [8 empty] | TBD | TBD | TBD | TBD | [27 empty] | HAC
HAR D | D | [8 empty] | TBD | TBD | TBD | TBD | [27 empty] | HAR
HAR E | E | [8 empty] | TBD | TBD | TBD | TBD | [27 empty] | HAR
HAR F | F | [8 empty] | TBD | TBD | TBD | TBD | [27 empty] | HAR
HBO 2 | 2 | [8 empty] | TBD | TBD | TBD | TBD | [27 empty] | HBO
HBO 3 | 3 | [8 empty] | TBD | TBD | TBD | TBD | [27 empty] | HBO
HBO G | G | [8 empty] | TBD | TBD | TBD | TBD | [27 empty] | HBO
HBO H | H | [8 empty] | TBD | TBD | TBD | TBD | [27 empty] | HBO
HBO I | I | [8 empty] | TBD | TBD | TBD | TBD | [27 empty] | HBO
HCN 1 | 1 | [8 empty] | TBD | TBD | TBD | TBD | [27 empty] | HCN
HCN 2 | 2 | [8 empty] | TBD | TBD | TBD | TBD | [27 empty] | HCN
HCN 3 | 3 | [8 empty] | TBD | TBD | TBD | TBD | [27 empty] | HCN
HCN D | D | [8 empty] | TBD | TBD | TBD | TBD | [27 empty] | HCN
HCN E | E | [8 empty] | TBD | TBD | TBD | TBD | [27 empty] | HCN
HCN F | F | [8 empty] | TBD | TBD | TBD | TBD | [27 empty] | HCN
HCN G | G | [8 empty] | TBD | TBD | TBD | TBD | [27 empty] | HCN
HCN H | H | [8 empty] | TBD | TBD | TBD | TBD | [27 empty] | HCN
HCN I | I | [8 empty] | TBD | TBD | TBD | TBD | [27 empty] | HCN
HCR 3 | 3 | [8 empty] | TBD | TBD | TBD | TBD | [27 empty] | HCR
HCR E | E | [8 empty] | TBD | TBD | TBD | TBD | [27 empty] | HCR
HCR F | F | [8 empty] | TBD | TBD | TBD | TBD | [27 empty] | HCR
HCR H | H | [8 empty] | TBD | TBD | TBD | TBD | [27 empty] | HCR
HCR I | I | [8 empty] | TBD | TBD | TBD | TBD | [27 empty] | HCR
HIP 1 | 1 | [8 empty] | TBD | TBD | TBD | TBD | [27 empty] | HIP
HIP 2 | 2 | [8 empty] | TBD | TBD | TBD | TBD | [27 empty] | HIP
HIP 3 | 3 | [8 empty] | TBD | TBD | TBD | TBD | [27 empty] | HIP
HIP D | D | [8 empty] | TBD | TBD | TBD | TBD | [27 empty] | HIP
HIP E | E | [8 empty] | TBD | TBD | TBD | TBD | [27 empty] | HIP
HIP F | F | [8 empty] | TBD | TBD | TBD | TBD | [27 empty] | HIP
HIP G | G | [8 empty] | TBD | TBD | TBD | TBD | [27 empty] | HIP
HIP H | H | [8 empty] | TBD | TBD | TBD | TBD | [27 empty] | HIP
HIP I | I | [8 empty] | TBD | TBD | TBD | TBD | [27 empty] | HIP
HJ2 1 | 1 | [8 empty] | TBD | TBD | TBD | TBD | [27 empty] | HJ2
HJ2 2 | 2 | [8 empty] | TBD | TBD | TBD | TBD | [27 empty] | HJ2
HJ2 3 | 3 | [8 empty] | TBD | TBD | TBD | TBD | [27 empty] | HJ2
HJ2 D | D | [8 empty] | TBD | TBD | TBD | TBD | [27 empty] | HJ2
HJ2 E | E | [8 empty] | TBD | TBD | TBD | TBD | [27 empty] | HJ2
HJ2 F | F | [8 empty] | TBD | TBD | TBD | TBD | [27 empty] | HJ2
HJ2 G | G | CBE_L | 4BNUCBE-I | 9 | -14.8245 | S | -64.9029 | WGS84 | 15 | TBD | TBD | TBD | TBD | - | N/A | N/A | N/A | N/A | N/A | N/A | 4 | 4 | 4 | 2 | 1150 | 19150 | 10000 | 10000 | 120000 | 100 |  |  | 3G | 2G |  | I |  |  |  |  | HJ2
HJ2 H | H | CCO_L | 4SCUCCO-H | 8 | -17.7768 | S | -63.1596 | WGS84 | 15 | TBD | TBD | TBD | TBD | - | N/A | N/A | N/A | N/A | N/A | N/A | 4 | 4 | 4 | 2 | 1150 | 19150 | 10000 | 10000 | 120000 | 100 |  |  | 3G | 2G |  | H |  |  |  |  | HJ2
HJ2 I | I | [8 empty] | TBD | TBD | TBD | TBD | [27 empty] | HJ2
HMC 1 | 1 | [8 empty] | TBD | TBD | TBD | TBD | [27 empty] | HMC
HMC 2 | 2 | [8 empty] | TBD | TBD | TBD | TBD | [27 empty] | HMC
HMC 3 | 3 | [8 empty] | TBD | TBD | TBD | TBD | [27 empty] | HMC
HMC D | D | [8 empty] | TBD | TBD | TBD | TBD | [27 empty] | HMC
HMC E | E | [8 empty] | TBD | TBD | TBD | TBD | [27 empty] | HMC
HMC F | F | [8 empty] | TBD | TBD | TBD | TBD | [27 empty] | HMC
HMC G | G | [8 empty] | TBD | TBD | TBD | TBD | [27 empty] | HMC
HMC H | H | [8 empty] | TBD | TBD | TBD | TBD | [27 empty] | HMC
HMC I | I | [8 empty] | TBD | TBD | TBD | TBD | [27 empty] | HMC
HPD H | H | [8 empty] | TBD | TBD | TBD | TBD | [27 empty] | HPD
HPL 1 | 1 | [8 empty] | TBD | TBD | TBD | TBD | [27 empty] | HPL
HPL 2 | 2 | [8 empty] | TBD | TBD | TBD | TBD | [27 empty] | HPL
HPL 3 | 3 | [8 empty] | TBD | TBD | TBD | TBD | [27 empty] | HPL
HPL D | D | [8 empty] | TBD | TBD | TBD | TBD | [27 empty] | HPL
HPL E | E | [8 empty] | TBD | TBD | TBD | TBD | [27 empty] | HPL
HPL G | G | [8 empty] | TBD | TBD | TBD | TBD | [27 empty] | HPL
HPL H | H | [8 empty] | TBD | TBD | TBD | TBD | [27 empty] | HPL
HUN 1 | 1 | [8 empty] | TBD | TBD | TBD | TBD | [27 empty] | HUN
HUN 2 | 2 | [8 empty] | TBD | TBD | TBD | TBD | [27 empty] | HUN
HUN 3 | 3 | [8 empty] | TBD | TBD | TBD | TBD | [27 empty] | HUN
HUN D | D | [8 empty] | TBD | TBD | TBD | TBD | [27 empty] | HUN
HUN E | E | [8 empty] | TBD | TBD | TBD | TBD | [27 empty] | HUN
HUN F | F | [8 empty] | TBD | TBD | TBD | TBD | [27 empty] | HUN
HUN G | G | [8 empty] | TBD | TBD | TBD | TBD | [27 empty] | HUN
HUN H | H | [8 empty] | TBD | TBD | TBD | TBD | [27 empty] | HUN
HUN I | I | [8 empty] | TBD | TBD | TBD | TBD | [27 empty] | HUN
HUN2 F | F | [8 empty] | TBD | TBD | TBD | TBD | [27 empty] | HUN2
HVL 1 | 1 | [8 empty] | TBD | TBD | TBD | TBD | [27 empty] | HVL
HVL 3 | 3 | [8 empty] | TBD | TBD | TBD | TBD | [27 empty] | HVL
HVL A | A | [8 empty] | TBD | TBD | TBD | TBD | [27 empty] | HVL
HVL B | B | [8 empty] | TBD | TBD | TBD | TBD | [27 empty] | HVL
HVL D | D | [8 empty] | TBD | TBD | TBD | TBD | [27 empty] | HVL
HVL F | F | [8 empty] | TBD | TBD | TBD | TBD | [27 empty] | HVL
HVL G | G | [8 empty] | TBD | TBD | TBD | TBD | [27 empty] | HVL
HVL I | I | [8 empty] | TBD | TBD | TBD | TBD | [27 empty] | HVL
IDB 1 | 1 | [8 empty] | TBD | TBD | TBD | TBD | [27 empty] | IDB
IDB 2 | 2 | [8 empty] | TBD | TBD | TBD | TBD | [27 empty] | IDB
IDB 3 | 3 | [8 empty] | TBD | TBD | TBD | TBD | [27 empty] | IDB
IDB A | A | [8 empty] | TBD | TBD | TBD | TBD | [27 empty] | IDB
IDB D | D | [8 empty] | TBD | TBD | TBD | TBD | [27 empty] | IDB
IDB E | E | [8 empty] | TBD | TBD | TBD | TBD | [27 empty] | IDB
IDB F | F | [8 empty] | TBD | TBD | TBD | TBD | [27 empty] | IDB
IDB G | G | [8 empty] | TBD | TBD | TBD | TBD | [27 empty] | IDB
IDB H | H | [8 empty] | TBD | TBD | TBD | TBD | [27 empty] | IDB
IDB I | I | [8 empty] | TBD | TBD | TBD | TBD | [27 empty] | IDB
IGM 2 | 2 | [8 empty] | TBD | TBD | TBD | TBD | [27 empty] | IGM
IGM 3 | 3 | [8 empty] | TBD | TBD | TBD | TBD | [27 empty] | IGM
IGM F | F | [8 empty] | TBD | TBD | TBD | TBD | [27 empty] | IGM
IGM G | G | [8 empty] | TBD | TBD | TBD | TBD | [27 empty] | IGM
IGM H | H | [8 empty] | TBD | TBD | TBD | TBD | [27 empty] | IGM
IGM I | I | [8 empty] | TBD | TBD | TBD | TBD | [27 empty] | IGM
INT 1 | 1 | [8 empty] | TBD | TBD | TBD | TBD | [27 empty] | INT
INT 2 | 2 | [8 empty] | TBD | TBD | TBD | TBD | [27 empty] | INT
INT 3 | 3 | [8 empty] | TBD | TBD | TBD | TBD | [27 empty] | INT
INT D | D | [8 empty] | TBD | TBD | TBD | TBD | [27 empty] | INT
INT E | E | [8 empty] | TBD | TBD | TBD | TBD | [27 empty] | INT
INT F | F | [8 empty] | TBD | TBD | TBD | TBD | [27 empty] | INT
INT G | G | [8 empty] | TBD | TBD | TBD | TBD | [27 empty] | INT
INT H | H | [8 empty] | TBD | TBD | TBD | TBD | [27 empty] | INT
INT I | I | [8 empty] | TBD | TBD | TBD | TBD | [27 empty] | INT
IRC 1 | 1 | [8 empty] | TBD | TBD | TBD | TBD | [27 empty] | IRC
IRC 2 | 2 | [8 empty] | TBD | TBD | TBD | TBD | [27 empty] | IRC
IRC 3 | 3 | [8 empty] | TBD | TBD | TBD | TBD | [27 empty] | IRC
IRC D | D | [8 empty] | TBD | TBD | TBD | TBD | [27 empty] | IRC
IRC F | F | [8 empty] | TBD | TBD | TBD | TBD | [27 empty] | IRC
IRC G | G | [8 empty] | TBD | TBD | TBD | TBD | [27 empty] | IRC
IRC H | H | [8 empty] | TBD | TBD | TBD | TBD | [27 empty] | IRC
IRC I | I | [8 empty] | TBD | TBD | TBD | TBD | [27 empty] | IRC
IVI 2 | 2 | [8 empty] | TBD | TBD | TBD | TBD | [27 empty] | IVI
IVI G | G | [8 empty] | TBD | TBD | TBD | TBD | [27 empty] | IVI
JAP 1 | 1 | [8 empty] | TBD | TBD | TBD | TBD | [27 empty] | JAP
JAP 2 | 2 | [8 empty] | TBD | TBD | TBD | TBD | [27 empty] | JAP
JAP 3 | 3 | [8 empty] | TBD | TBD | TBD | TBD | [27 empty] | JAP
JAP G | G | [8 empty] | TBD | TBD | TBD | TBD | [27 empty] | JAP
JAP H | H | [8 empty] | TBD | TBD | TBD | TBD | [27 empty] | JAP
JAP I | I | [8 empty] | TBD | TBD | TBD | TBD | [27 empty] | JAP
JBE 1 | 1 | [8 empty] | TBD | TBD | TBD | TBD | [27 empty] | JBE
JBE 2 | 2 | [8 empty] | TBD | TBD | TBD | TBD | [27 empty] | JBE
JBE 3 | 3 | [8 empty] | TBD | TBD | TBD | TBD | [27 empty] | JBE
JBE D | D | [8 empty] | TBD | TBD | TBD | TBD | [27 empty] | JBE
JBE E | E | [8 empty] | TBD | TBD | TBD | TBD | [27 empty] | JBE
JBE F | F | [8 empty] | TBD | TBD | TBD | TBD | [27 empty] | JBE
JBE G | G | CSA_L | 4TJUCSA-D | 4 | -21.5625 | S | -64.8007 | WGS84 | 15 | TBD | TBD | TBD | TBD | - | N/A | N/A | N/A | N/A | N/A | N/A | 4 | 4 | 4 | 4 | 2175 | 20175 | 15000 | 15000 | 80000 | 100 |  |  | 3G | 2G |  | D |  |  |  |  | JBE
JBE H | H | CSA_L | 4TJUCSA-E | 5 | -21.5625 | S | -64.8007 | WGS84 | 15 | TBD | TBD | TBD | TBD | - | N/A | N/A | N/A | N/A | N/A | N/A | 4 | 4 | 4 | 4 | 2175 | 20175 | 15000 | 15000 | 80000 | 100 |  |  | 3G | 2G |  | E |  |  |  |  | JBE
JBE I | I | CSA_L | 4TJUCSA-F | 6 | -21.5625 | S | -64.8007 | WGS84 | 15 | TBD | TBD | TBD | TBD | - | N/A | N/A | N/A | N/A | N/A | N/A | 4 | 4 | 4 | 4 | 2175 | 20175 | 15000 | 15000 | 80000 | 100 |  |  | 3G | 2G |  | F |  |  |  |  | JBE
JFZ 1 | 1 | [8 empty] | TBD | TBD | TBD | TBD | [27 empty] | JFZ
JFZ 2 | 2 | [8 empty] | TBD | TBD | TBD | TBD | [27 empty] | JFZ
JFZ 3 | 3 | [8 empty] | TBD | TBD | TBD | TBD | [27 empty] | JFZ
JFZ D | D | [8 empty] | TBD | TBD | TBD | TBD | [27 empty] | JFZ
JFZ E | E | [8 empty] | TBD | TBD | TBD | TBD | [27 empty] | JFZ
JFZ F | F | [8 empty] | TBD | TBD | TBD | TBD | [27 empty] | JFZ
JFZ G | G | [8 empty] | TBD | TBD | TBD | TBD | [27 empty] | JFZ
JFZ H | H | [8 empty] | TBD | TBD | TBD | TBD | [27 empty] | JFZ
JFZ I | I | [8 empty] | TBD | TBD | TBD | TBD | [27 empty] | JFZ
JRG 1 | 1 | [8 empty] | TBD | TBD | TBD | TBD | [27 empty] | JRG
JRG 2 | 2 | [8 empty] | TBD | TBD | TBD | TBD | [27 empty] | JRG
JRG 3 | 3 | [8 empty] | TBD | TBD | TBD | TBD | [27 empty] | JRG
JRG D | D | [8 empty] | TBD | TBD | TBD | TBD | [27 empty] | JRG
JRG E | E | [8 empty] | TBD | TBD | TBD | TBD | [27 empty] | JRG
JRG F | F | [8 empty] | TBD | TBD | TBD | TBD | [27 empty] | JRG
JRG G | G | [8 empty] | TBD | TBD | TBD | TBD | [27 empty] | JRG
JRG H | H | [8 empty] | TBD | TBD | TBD | TBD | [27 empty] | JRG
JRG I | I | [8 empty] | TBD | TBD | TBD | TBD | [27 empty] | JRG
K12 1 | 1 | [8 empty] | TBD | TBD | TBD | TBD | [27 empty] | K12
K12 2 | 2 | [8 empty] | TBD | TBD | TBD | TBD | [27 empty] | K12
K12 E | E | [8 empty] | TBD | TBD | TBD | TBD | [27 empty] | K12
K12 G | G | [8 empty] | TBD | TBD | TBD | TBD | [27 empty] | K12
K12 H | H | [8 empty] | TBD | TBD | TBD | TBD | [27 empty] | K12
KAN D | D | [8 empty] | TBD | TBD | TBD | TBD | [27 empty] | KAN
KAN E | E | [8 empty] | TBD | TBD | TBD | TBD | [27 empty] | KAN
KAN F | F | [8 empty] | TBD | TBD | TBD | TBD | [27 empty] | KAN
LAN D | D | [8 empty] | TBD | TBD | TBD | TBD | [27 empty] | LAN
LAN F | F | [8 empty] | TBD | TBD | TBD | TBD | [27 empty] | LAN
LAZ 2 | 2 | [8 empty] | TBD | TBD | TBD | TBD | [27 empty] | LAZ
LAZ 3 | 3 | [8 empty] | TBD | TBD | TBD | TBD | [27 empty] | LAZ
LAZ E | E | [8 empty] | TBD | TBD | TBD | TBD | [27 empty] | LAZ
LAZ F | F | [8 empty] | TBD | TBD | TBD | TBD | [27 empty] | LAZ
LAZ G | G | [8 empty] | TBD | TBD | TBD | TBD | [27 empty] | LAZ
LAZ H | H | [8 empty] | TBD | TBD | TBD | TBD | [27 empty] | LAZ
LAZ I | I | [8 empty] | TBD | TBD | TBD | TBD | [27 empty] | LAZ
LBA 1 | 1 | [8 empty] | TBD | TBD | TBD | TBD | [27 empty] | LBA
LBA D | D | [8 empty] | TBD | TBD | TBD | TBD | [27 empty] | LBA
LBA E | E | [8 empty] | TBD | TBD | TBD | TBD | [27 empty] | LBA
LBA F | F | [8 empty] | TBD | TBD | TBD | TBD | [27 empty] | LBA
LBA G | G | [8 empty] | TBD | TBD | TBD | TBD | [27 empty] | LBA
LCC 1 | 1 | [8 empty] | TBD | TBD | TBD | TBD | [27 empty] | LCC
LCC 2 | 2 | [8 empty] | TBD | TBD | TBD | TBD | [27 empty] | LCC
LCC 3 | 3 | [8 empty] | TBD | TBD | TBD | TBD | [27 empty] | LCC
LCC A | A | [8 empty] | TBD | TBD | TBD | TBD | [27 empty] | LCC
LCC D | D | [8 empty] | TBD | TBD | TBD | TBD | [27 empty] | LCC
LCC E | E | [8 empty] | TBD | TBD | TBD | TBD | [27 empty] | LCC
LCC F | F | UPS_L | 4SCUUPS-H | 8 | -17.7629 | S | -63.1503 | WGS84 | 15 | TBD | TBD | TBD | TBD | [22 empty] | H |  |  |  |  | LCC
LCC G | G | [8 empty] | TBD | TBD | TBD | TBD | [27 empty] | LCC
LCC H | H | [8 empty] | TBD | TBD | TBD | TBD | [27 empty] | LCC
LCC I | I | [8 empty] | TBD | TBD | TBD | TBD | [27 empty] | LCC
LCH 1 | 1 | [8 empty] | TBD | TBD | TBD | TBD | [27 empty] | LCH
LCH 2 | 2 | [8 empty] | TBD | TBD | TBD | TBD | [27 empty] | LCH
LCH 3 | 3 | [8 empty] | TBD | TBD | TBD | TBD | [27 empty] | LCH
LCH G | G | [8 empty] | TBD | TBD | TBD | TBD | [27 empty] | LCH
LCH H | H | [8 empty] | TBD | TBD | TBD | TBD | [27 empty] | LCH
LCH I | I | [8 empty] | TBD | TBD | TBD | TBD | [27 empty] | LCH
LCM 1 | 1 | [8 empty] | TBD | TBD | TBD | TBD | [27 empty] | LCM
LCM F | F | UPS_L | 4SCUUPS-I | 9 | -17.7629 | S | -63.1503 | WGS84 | 15 | TBD | TBD | TBD | TBD | [22 empty] | G |  |  |  |  | LCM
LCM G | G | [8 empty] | TBD | TBD | TBD | TBD | [27 empty] | LCM
LCM H | H | [8 empty] | TBD | TBD | TBD | TBD | [27 empty] | LCM
LCP 3 | 3 | [8 empty] | TBD | TBD | TBD | TBD | [27 empty] | LCP
LCP F | F | [8 empty] | TBD | TBD | TBD | TBD | [27 empty] | LCP
LCP I | I | [8 empty] | TBD | TBD | TBD | TBD | [27 empty] | LCP
LCS 1 | 1 | [8 empty] | TBD | TBD | TBD | TBD | [27 empty] | LCS
LCS 2 | 2 | [8 empty] | TBD | TBD | TBD | TBD | [27 empty] | LCS
LCS 3 | 3 | [8 empty] | TBD | TBD | TBD | TBD | [27 empty] | LCS
LCS D | D | [8 empty] | TBD | TBD | TBD | TBD | [27 empty] | LCS
LCS E | E | [8 empty] | TBD | TBD | TBD | TBD | [27 empty] | LCS
LCS F | F | [8 empty] | TBD | TBD | TBD | TBD | [27 empty] | LCS
LCS G | G | [8 empty] | TBD | TBD | TBD | TBD | [27 empty] | LCS
LCS H | H | [8 empty] | TBD | TBD | TBD | TBD | [27 empty] | LCS
LCS I | I | [8 empty] | TBD | TBD | TBD | TBD | [27 empty] | LCS
LCS2 E | E | [8 empty] | TBD | TBD | TBD | TBD | [27 empty] | LCS2
LCS2 F | F | [8 empty] | TBD | TBD | TBD | TBD | [27 empty] | LCS2
LCS2 H | H | [8 empty] | TBD | TBD | TBD | TBD | [27 empty] | LCS2
LCS2 I | I | [8 empty] | TBD | TBD | TBD | TBD | [27 empty] | LCS2
LCT 1 | 1 | [8 empty] | TBD | TBD | TBD | TBD | [27 empty] | LCT
LCT 2 | 2 | [8 empty] | TBD | TBD | TBD | TBD | [27 empty] | LCT
LCT 3 | 3 | [8 empty] | TBD | TBD | TBD | TBD | [27 empty] | LCT
LCT D | D | [8 empty] | TBD | TBD | TBD | TBD | [27 empty] | LCT
LCT F | F | [8 empty] | TBD | TBD | TBD | TBD | [27 empty] | LCT
LCT G | G | [8 empty] | TBD | TBD | TBD | TBD | [27 empty] | LCT
LCT H | H | [8 empty] | TBD | TBD | TBD | TBD | [27 empty] | LCT
LCT I | I | EQI_L | 4SCUEQI-H | 8 | -17.7587 | S | -63.1995 | WGS84 | 15 | TBD | TBD | TBD | TBD | - | N/A | N/A | N/A | N/A | N/A | N/A | 4 | 4 | 4 | 2 | 1150 | 19150 | 10000 | 10000 | 80000 | 100 |  |  | 3G | 2G |  | H |  |  |  |  | LCT
LGP D | D | [8 empty] | TBD | TBD | TBD | TBD | [27 empty] | LGP
LGP E | E | [8 empty] | TBD | TBD | TBD | TBD | [27 empty] | LGP
LGP F | F | [8 empty] | TBD | TBD | TBD | TBD | [27 empty] | LGP
LIB 1 | 1 | [8 empty] | TBD | TBD | TBD | TBD | [27 empty] | LIB
LIB 2 | 2 | [8 empty] | TBD | TBD | TBD | TBD | [27 empty] | LIB
LIB 3 | 3 | [8 empty] | TBD | TBD | TBD | TBD | [27 empty] | LIB
LIB F | F | [8 empty] | TBD | TBD | TBD | TBD | [27 empty] | LIB
LIB I | I | EQI_L | 4SCUEQI-I | 9 | -17.7587 | S | -63.1995 | WGS84 | 15 | TBD | TBD | TBD | TBD | - | N/A | N/A | N/A | N/A | N/A | N/A | 4 | 4 | 4 | 2 | 1150 | 19150 | 10000 | 10000 | 80000 | 100 |  |  | 3G | 2G |  | I |  |  |  |  | LIB
LIM 1 | 1 | [8 empty] | TBD | TBD | TBD | TBD | [27 empty] | LIM
LIM G | G | [8 empty] | TBD | TBD | TBD | TBD | [27 empty] | LIM
LIQ D | D | [8 empty] | TBD | TBD | TBD | TBD | [27 empty] | LIQ
LIQ E | E | [8 empty] | TBD | TBD | TBD | TBD | [27 empty] | LIQ
LIQ F | F | [8 empty] | TBD | TBD | TBD | TBD | [27 empty] | LIQ
LIS 2 | 2 | [8 empty] | TBD | TBD | TBD | TBD | [27 empty] | LIS
LIS E | E | [8 empty] | TBD | TBD | TBD | TBD | [27 empty] | LIS
LIS G | G | [8 empty] | TBD | TBD | TBD | TBD | [27 empty] | LIS
LIS H | H | [8 empty] | TBD | TBD | TBD | TBD | [27 empty] | LIS
LIS I | I | [8 empty] | TBD | TBD | TBD | TBD | [27 empty] | LIS
LLA 1 | 1 | [8 empty] | TBD | TBD | TBD | TBD | [27 empty] | LLA
LLA 2 | 2 | [8 empty] | TBD | TBD | TBD | TBD | [27 empty] | LLA
LLA D | D | URBA_WL | 4SCUURBAI | 9 | -17.694 | S | -63.1829 | WGS84 | 15 | TBD | TBD | TBD | TBD | [22 empty] | I |  |  |  |  | LLA
LLA E | E | [8 empty] | TBD | TBD | TBD | TBD | [27 empty] | LLA
LLA G | G | [8 empty] | TBD | TBD | TBD | TBD | [27 empty] | LLA
LLA H | H | [8 empty] | TBD | TBD | TBD | TBD | [27 empty] | LLA
LLA2 D | D | [8 empty] | TBD | TBD | TBD | TBD | [27 empty] | LLA2
LLA2 E | E | [8 empty] | TBD | TBD | TBD | TBD | [27 empty] | LLA2
LLCH E | E | [8 empty] | TBD | TBD | TBD | TBD | [27 empty] | LLCH
LLCH F | F | [8 empty] | TBD | TBD | TBD | TBD | [27 empty] | LLCH
LND 1 | 1 | [8 empty] | TBD | TBD | TBD | TBD | [27 empty] | LND
LND D | D | [8 empty] | TBD | TBD | TBD | TBD | [27 empty] | LND
LND E | E | [8 empty] | TBD | TBD | TBD | TBD | [27 empty] | LND
LND F | F | [8 empty] | TBD | TBD | TBD | TBD | [27 empty] | LND
LND G | G | [8 empty] | TBD | TBD | TBD | TBD | [27 empty] | LND
LND H | H | [8 empty] | TBD | TBD | TBD | TBD | [27 empty] | LND
LND I | I | [8 empty] | TBD | TBD | TBD | TBD | [27 empty] | LND
LOT 1 | 1 | [8 empty] | TBD | TBD | TBD | TBD | [27 empty] | LOT
LOT 2 | 2 | [8 empty] | TBD | TBD | TBD | TBD | [27 empty] | LOT
LOT 3 | 3 | [8 empty] | TBD | TBD | TBD | TBD | [27 empty] | LOT
LOT D | D | [8 empty] | TBD | TBD | TBD | TBD | [27 empty] | LOT
LOT E | E | [8 empty] | TBD | TBD | TBD | TBD | [27 empty] | LOT
LOT F | F | [8 empty] | TBD | TBD | TBD | TBD | [27 empty] | LOT
LOT G | G | [8 empty] | TBD | TBD | TBD | TBD | [27 empty] | LOT
LOT H | H | [8 empty] | TBD | TBD | TBD | TBD | [27 empty] | LOT
LOT I | I | [8 empty] | TBD | TBD | TBD | TBD | [27 empty] | LOT
LSJ 1 | 1 | [8 empty] | TBD | TBD | TBD | TBD | [27 empty] | LSJ
LSJ 2 | 2 | [8 empty] | TBD | TBD | TBD | TBD | [27 empty] | LSJ
LSJ 3 | 3 | [8 empty] | TBD | TBD | TBD | TBD | [27 empty] | LSJ
LSJ A | A | [8 empty] | TBD | TBD | TBD | TBD | [27 empty] | LSJ
LSJ D | D | [8 empty] | TBD | TBD | TBD | TBD | [27 empty] | LSJ
LSJ H | H | FXB_L | 4BNUFXB-I | 9 | -14.8111 | S | -64.9043 | WGS84 | 15 | TBD | TBD | TBD | TBD | - | N/A | N/A | N/A | N/A | N/A | N/A | 4 | 4 | 4 | 2 | 1150 | 19150 | 10000 | 10000 | 80000 | 100 |  |  | 3G | 2G |  | I |  |  |  |  | LSJ
LSJ I | I | [8 empty] | TBD | TBD | TBD | TBD | [27 empty] | LSJ
LTR 3 | 3 | [8 empty] | TBD | TBD | TBD | TBD | [27 empty] | LTR
LTR D | D | [8 empty] | TBD | TBD | TBD | TBD | [27 empty] | LTR
LTR F | F | [8 empty] | TBD | TBD | TBD | TBD | [27 empty] | LTR
MAI 1 | 1 | [8 empty] | TBD | TBD | TBD | TBD | [27 empty] | MAI
MAI 2 | 2 | [8 empty] | TBD | TBD | TBD | TBD | [27 empty] | MAI
MAI D | D | [8 empty] | TBD | TBD | TBD | TBD | [27 empty] | MAI
MAI E | E | [8 empty] | TBD | TBD | TBD | TBD | [27 empty] | MAI
MAI G | G | [8 empty] | TBD | TBD | TBD | TBD | [27 empty] | MAI
MAI H | H | [8 empty] | TBD | TBD | TBD | TBD | [27 empty] | MAI
MAT 1 | 1 | [8 empty] | TBD | TBD | TBD | TBD | [27 empty] | MAT
MAT 2 | 2 | [8 empty] | TBD | TBD | TBD | TBD | [27 empty] | MAT
MAT 3 | 3 | [8 empty] | TBD | TBD | TBD | TBD | [27 empty] | MAT
MAT B | B | [8 empty] | TBD | TBD | TBD | TBD | [27 empty] | MAT
MAT D | D | [8 empty] | TBD | TBD | TBD | TBD | [27 empty] | MAT
MAT E | E | [8 empty] | TBD | TBD | TBD | TBD | [27 empty] | MAT
MAT F | F | [8 empty] | TBD | TBD | TBD | TBD | [27 empty] | MAT
MAT G | G | [8 empty] | TBD | TBD | TBD | TBD | [27 empty] | MAT
MAT H | H | [8 empty] | TBD | TBD | TBD | TBD | [27 empty] | MAT
MAT I | I | [8 empty] | TBD | TBD | TBD | TBD | [27 empty] | MAT
MBA 3 | 3 | [8 empty] | TBD | TBD | TBD | TBD | [27 empty] | MBA
MBA G | G | [8 empty] | TBD | TBD | TBD | TBD | [27 empty] | MBA
MBA H | H | [8 empty] | TBD | TBD | TBD | TBD | [27 empty] | MBA
MBA I | I | [8 empty] | TBD | TBD | TBD | TBD | [27 empty] | MBA
MBLI 1 | 1 | [8 empty] | TBD | TBD | TBD | TBD | [27 empty] | MBLI
MBLI E | E | [8 empty] | TBD | TBD | TBD | TBD | [27 empty] | MBLI
MBLI F | F | [8 empty] | TBD | TBD | TBD | TBD | [27 empty] | MBLI
MBO 1 | 1 | [8 empty] | TBD | TBD | TBD | TBD | [27 empty] | MBO
MBO 2 | 2 | [8 empty] | TBD | TBD | TBD | TBD | [27 empty] | MBO
MBO C | C | [8 empty] | TBD | TBD | TBD | TBD | [27 empty] | MBO
MBO D | D | [8 empty] | TBD | TBD | TBD | TBD | [27 empty] | MBO
MBO E | E | [8 empty] | TBD | TBD | TBD | TBD | [27 empty] | MBO
MBO G | G | [8 empty] | TBD | TBD | TBD | TBD | [27 empty] | MBO
MBO H | H | [8 empty] | TBD | TBD | TBD | TBD | [27 empty] | MBO
MCD 2 | 2 | [8 empty] | TBD | TBD | TBD | TBD | [27 empty] | MCD
MCD 3 | 3 | [8 empty] | TBD | TBD | TBD | TBD | [27 empty] | MCD
MCD G | G | [8 empty] | TBD | TBD | TBD | TBD | [27 empty] | MCD
MCD H | H | [8 empty] | TBD | TBD | TBD | TBD | [27 empty] | MCD
MCD I | I | [8 empty] | TBD | TBD | TBD | TBD | [27 empty] | MCD
MCM 1 | 1 | [8 empty] | TBD | TBD | TBD | TBD | [27 empty] | MCM
MCM 2 | 2 | [8 empty] | TBD | TBD | TBD | TBD | [27 empty] | MCM
MCM D | D | [8 empty] | TBD | TBD | TBD | TBD | [27 empty] | MCM
MCM E | E | [8 empty] | TBD | TBD | TBD | TBD | [27 empty] | MCM
MCM F | F | [8 empty] | TBD | TBD | TBD | TBD | [27 empty] | MCM
MCM G | G | [8 empty] | TBD | TBD | TBD | TBD | [27 empty] | MCM
MCM H | H | [8 empty] | TBD | TBD | TBD | TBD | [27 empty] | MCM
MCM I | I | [8 empty] | TBD | TBD | TBD | TBD | [27 empty] | MCM
MCR 1 | 1 | [8 empty] | TBD | TBD | TBD | TBD | [27 empty] | MCR
MCR 2 | 2 | [8 empty] | TBD | TBD | TBD | TBD | [27 empty] | MCR
MCR 3 | 3 | [8 empty] | TBD | TBD | TBD | TBD | [27 empty] | MCR
MCR A | A | [8 empty] | TBD | TBD | TBD | TBD | [27 empty] | MCR
MCR D | D | [8 empty] | TBD | TBD | TBD | TBD | [27 empty] | MCR
MCR E | E | ABG_L | 4CBBABG-D | [6 empty] | TBD | TBD | TBD | TBD | [27 empty] | MCR
MCR F | F | [8 empty] | TBD | TBD | TBD | TBD | [27 empty] | MCR
MCR H | H | [8 empty] | TBD | TBD | TBD | TBD | [27 empty] | MCR
MCR I | I | [8 empty] | TBD | TBD | TBD | TBD | [27 empty] | MCR
MEG 1 | 1 | [8 empty] | TBD | TBD | TBD | TBD | [27 empty] | MEG
MEG 2 | 2 | [8 empty] | TBD | TBD | TBD | TBD | [27 empty] | MEG
MEG 3 | 3 | [8 empty] | TBD | TBD | TBD | TBD | [27 empty] | MEG
MEG A | A | [8 empty] | TBD | TBD | TBD | TBD | [27 empty] | MEG
MEG B | B | [8 empty] | TBD | TBD | TBD | TBD | [27 empty] | MEG
MEG C | C | [8 empty] | TBD | TBD | TBD | TBD | [27 empty] | MEG
MEG D | D | [8 empty] | TBD | TBD | TBD | TBD | [27 empty] | MEG
MEG F | F | [8 empty] | TBD | TBD | TBD | TBD | [27 empty] | MEG
MEG G | G | [8 empty] | TBD | TBD | TBD | TBD | [27 empty] | MEG
MEG I | I | [8 empty] | TBD | TBD | TBD | TBD | [27 empty] | MEG
MER 1 | 1 | [8 empty] | TBD | TBD | TBD | TBD | [27 empty] | MER
MER 3 | 3 | [8 empty] | TBD | TBD | TBD | TBD | [27 empty] | MER
MER D | D | [8 empty] | TBD | TBD | TBD | TBD | [27 empty] | MER
MER F | F | ABG_L | 4CBBABG-E | [6 empty] | TBD | TBD | TBD | TBD | [27 empty] | MER
MER G | G | LI4_WL | 4SCULI4-G | 7 | -17.8149 | S | -63.101 | WGS84 | 15 | TBD | TBD | TBD | TBD | - | N/A | N/A | N/A | N/A | N/A | N/A | 4 | 4 | 4 | 2 | 1150 | 19150 | 10000 | 10000 | 120000 | 100 |  |  | 3G | 2G |  | G |  |  |  |  | MER
MER H | H | [8 empty] | TBD | TBD | TBD | TBD | [27 empty] | MER
MER I | I | [8 empty] | TBD | TBD | TBD | TBD | [27 empty] | MER
MGA I | I | [8 empty] | TBD | TBD | TBD | TBD | [27 empty] | MGA
MGR 1 | 1 | [8 empty] | TBD | TBD | TBD | TBD | [27 empty] | MGR
MGR 3 | 3 | [8 empty] | TBD | TBD | TBD | TBD | [27 empty] | MGR
MGR D | D | ABG_L | 4CBBABG-F | [6 empty] | TBD | TBD | TBD | TBD | [27 empty] | MGR
MGR F | F | [8 empty] | TBD | TBD | TBD | TBD | [27 empty] | MGR
MGR G | G | LI4_WL | 4SCULI4-I | 9 | -17.8149 | S | -63.101 | WGS84 | 15 | TBD | TBD | TBD | TBD | - | N/A | N/A | N/A | N/A | N/A | N/A | 4 | 4 | 4 | 2 | 1150 | 19150 | 10000 | 10000 | 120000 | 100 |  |  | 3G | 2G |  | I |  |  |  |  | MGR
MGR H | H | LND_L | 4SCULND-G | 7 | -17.7849 | S | -63.1892 | WGS84 | 10 | TBD | TBD | TBD | TBD | - | N/A | N/A | N/A | N/A | N/A | N/A | 4 | 4 | 4 | 2 | 1150 | 19150 | 10000 | 10000 | 120000 | 100 |  |  | 3G | 2G |  | G |  |  |  |  | MGR
MGR I | I | [8 empty] | TBD | TBD | TBD | TBD | [27 empty] | MGR
MGT 1 | 1 | [8 empty] | TBD | TBD | TBD | TBD | [27 empty] | MGT
MGT 2 | 2 | [8 empty] | TBD | TBD | TBD | TBD | [27 empty] | MGT
MGT 3 | 3 | [8 empty] | TBD | TBD | TBD | TBD | [27 empty] | MGT
MGT A | A | [8 empty] | TBD | TBD | TBD | TBD | [27 empty] | MGT
MGT D | D | [8 empty] | TBD | TBD | TBD | TBD | [27 empty] | MGT
MGT E | E | [8 empty] | TBD | TBD | TBD | TBD | [27 empty] | MGT
MGT G | G | [8 empty] | TBD | TBD | TBD | TBD | [27 empty] | MGT
MGT H | H | [8 empty] | TBD | TBD | TBD | TBD | [27 empty] | MGT
MGT I | I | [8 empty] | TBD | TBD | TBD | TBD | [27 empty] | MGT
MIC 1 | 1 | [8 empty] | TBD | TBD | TBD | TBD | [27 empty] | MIC
MIC 2 | 2 | [8 empty] | TBD | TBD | TBD | TBD | [27 empty] | MIC
MIC 3 | 3 | [8 empty] | TBD | TBD | TBD | TBD | [27 empty] | MIC
MIC D | D | [8 empty] | TBD | TBD | TBD | TBD | [27 empty] | MIC
MIC E | E | [8 empty] | TBD | TBD | TBD | TBD | [27 empty] | MIC
MIC F | F | [8 empty] | TBD | TBD | TBD | TBD | [27 empty] | MIC
MIC G | G | [8 empty] | TBD | TBD | TBD | TBD | [27 empty] | MIC
MIC H | H | [8 empty] | TBD | TBD | TBD | TBD | [27 empty] | MIC
MIC I | I | [8 empty] | TBD | TBD | TBD | TBD | [27 empty] | MIC
MIL 1 | 1 | [8 empty] | TBD | TBD | TBD | TBD | [27 empty] | MIL
MIL 2 | 2 | [8 empty] | TBD | TBD | TBD | TBD | [27 empty] | MIL
MIL 3 | 3 | [8 empty] | TBD | TBD | TBD | TBD | [27 empty] | MIL
MIL F | F | [8 empty] | TBD | TBD | TBD | TBD | [27 empty] | MIL
MIL H | H | [8 empty] | TBD | TBD | TBD | TBD | [27 empty] | MIL
MIL I | I | [8 empty] | TBD | TBD | TBD | TBD | [27 empty] | MIL
MIN 1 | 1 | [8 empty] | TBD | TBD | TBD | TBD | [27 empty] | MIN
MIN 2 | 2 | [8 empty] | TBD | TBD | TBD | TBD | [27 empty] | MIN
MIN 3 | 3 | [8 empty] | TBD | TBD | TBD | TBD | [27 empty] | MIN
MIN D | D | [8 empty] | TBD | TBD | TBD | TBD | [27 empty] | MIN
MIN E | E | [8 empty] | TBD | TBD | TBD | TBD | [27 empty] | MIN
MIN F | F | [8 empty] | TBD | TBD | TBD | TBD | [27 empty] | MIN
MIN G | G | LNG_L | 4SCZLNG-F | 6 | -18.0613 | S | -64.1105 | WGS84 | 15 | TBD | TBD | TBD | TBD | - | N/A | N/A | N/A | N/A | N/A | N/A | 4 | 4 | 4 | 4 | 2175 | 20175 | 15000 | 15000 | 80000 | 100 |  |  | 3G | 2G |  | F |  |  |  |  | MIN
MIN H | H | [8 empty] | TBD | TBD | TBD | TBD | [27 empty] | MIN
MIN I | I | MBE_L | 4SCUMBE-H | 8 | -17.7563 | S | -63.187 | WGS84 | 15 | TBD | TBD | TBD | TBD | - | N/A | N/A | N/A | N/A | N/A | N/A | 4 | 4 | 4 | 2 | 1150 | 19150 | 10000 | 10000 | 120000 | 100 |  |  | 3G | 2G |  | H |  |  |  |  | MIN
MIS 1 | 1 | [8 empty] | TBD | TBD | TBD | TBD | [27 empty] | MIS
MIS 2 | 2 | [8 empty] | TBD | TBD | TBD | TBD | [27 empty] | MIS
MIS 3 | 3 | [8 empty] | TBD | TBD | TBD | TBD | [27 empty] | MIS
MIS C | C | [8 empty] | TBD | TBD | TBD | TBD | [27 empty] | MIS
MIS D | D | [8 empty] | TBD | TBD | TBD | TBD | [27 empty] | MIS
MIS E | E | [8 empty] | TBD | TBD | TBD | TBD | [27 empty] | MIS
MIS G | G | [8 empty] | TBD | TBD | TBD | TBD | [27 empty] | MIS
MIS H | H | [8 empty] | TBD | TBD | TBD | TBD | [27 empty] | MIS
MIS I | I | [8 empty] | TBD | TBD | TBD | TBD | [27 empty] | MIS
MLB 1 | 1 | [8 empty] | TBD | TBD | TBD | TBD | [27 empty] | MLB
MLB 2 | 2 | [8 empty] | TBD | TBD | TBD | TBD | [27 empty] | MLB
MLB A | A | [8 empty] | TBD | TBD | TBD | TBD | [27 empty] | MLB
MLB B | B | [8 empty] | TBD | TBD | TBD | TBD | [27 empty] | MLB
MLB D | D | [8 empty] | TBD | TBD | TBD | TBD | [27 empty] | MLB
MLB E | E | [8 empty] | TBD | TBD | TBD | TBD | [27 empty] | MLB
MLB F | F | [8 empty] | TBD | TBD | TBD | TBD | [27 empty] | MLB
MLB H | H | [8 empty] | TBD | TBD | TBD | TBD | [27 empty] | MLB
MLBR 1 | 1 | [8 empty] | TBD | TBD | TBD | TBD | [27 empty] | MLBR
MLBR D | D | [8 empty] | TBD | TBD | TBD | TBD | [27 empty] | MLBR
MLBR G | G | [8 empty] | TBD | TBD | TBD | TBD | [27 empty] | MLBR
MLR D | D | [8 empty] | TBD | TBD | TBD | TBD | [27 empty] | MLR
MLR E | E | [8 empty] | TBD | TBD | TBD | TBD | [27 empty] | MLR
MLR F | F | [8 empty] | TBD | TBD | TBD | TBD | [27 empty] | MLR
MLV 1 | 1 | [8 empty] | TBD | TBD | TBD | TBD | [27 empty] | MLV
MLV 2 | 2 | [8 empty] | TBD | TBD | TBD | TBD | [27 empty] | MLV
MLV 3 | 3 | [8 empty] | TBD | TBD | TBD | TBD | [27 empty] | MLV
MLV B | B | [8 empty] | TBD | TBD | TBD | TBD | [27 empty] | MLV
MLV D | D | [8 empty] | TBD | TBD | TBD | TBD | [27 empty] | MLV
MLV E | E | [8 empty] | TBD | TBD | TBD | TBD | [27 empty] | MLV
MLV G | G | [8 empty] | TBD | TBD | TBD | TBD | [27 empty] | MLV
MLV H | H | [8 empty] | TBD | TBD | TBD | TBD | [27 empty] | MLV
MLV I | I | [8 empty] | TBD | TBD | TBD | TBD | [27 empty] | MLV
MME 2 | 2 | [8 empty] | TBD | TBD | TBD | TBD | [27 empty] | MME
MME D | D | [8 empty] | TBD | TBD | TBD | TBD | [27 empty] | MME
MME E | E | [8 empty] | TBD | TBD | TBD | TBD | [27 empty] | MME
MME H | H | [8 empty] | TBD | TBD | TBD | TBD | [27 empty] | MME
MME I | I | [8 empty] | TBD | TBD | TBD | TBD | [27 empty] | MME
MMN D | D | [8 empty] | TBD | TBD | TBD | TBD | [27 empty] | MMN
MMN F | F | [8 empty] | TBD | TBD | TBD | TBD | [27 empty] | MMN
MON 1 | 1 | [8 empty] | TBD | TBD | TBD | TBD | [27 empty] | MON
MON 2 | 2 | [8 empty] | TBD | TBD | TBD | TBD | [27 empty] | MON
MON 3 | 3 | [8 empty] | TBD | TBD | TBD | TBD | [27 empty] | MON
MON D | D | [8 empty] | TBD | TBD | TBD | TBD | [27 empty] | MON
MON E | E | [8 empty] | TBD | TBD | TBD | TBD | [27 empty] | MON
MON F | F | [8 empty] | TBD | TBD | TBD | TBD | [27 empty] | MON
MON G | G | [8 empty] | TBD | TBD | TBD | TBD | [27 empty] | MON
MON H | H | [8 empty] | TBD | TBD | TBD | TBD | [27 empty] | MON
MON I | I | [8 empty] | TBD | TBD | TBD | TBD | [27 empty] | MON
MON3 1 | 1 | [8 empty] | TBD | TBD | TBD | TBD | [27 empty] | MON3
MON3 2 | 2 | [8 empty] | TBD | TBD | TBD | TBD | [27 empty] | MON3
MON3 3 | 3 | [8 empty] | TBD | TBD | TBD | TBD | [27 empty] | MON3
MON3 D | D | [8 empty] | TBD | TBD | TBD | TBD | [27 empty] | MON3
MON3 E | E | [8 empty] | TBD | TBD | TBD | TBD | [27 empty] | MON3
MON3 F | F | [8 empty] | TBD | TBD | TBD | TBD | [27 empty] | MON3
MON3 G | G | [8 empty] | TBD | TBD | TBD | TBD | [27 empty] | MON3
MON3 H | H | [8 empty] | TBD | TBD | TBD | TBD | [27 empty] | MON3
MON3 I | I | [8 empty] | TBD | TBD | TBD | TBD | [27 empty] | MON3
MON4 1 | 1 | [8 empty] | TBD | TBD | TBD | TBD | [27 empty] | MON4
MON4 2 | 2 | [8 empty] | TBD | TBD | TBD | TBD | [27 empty] | MON4
MON4 3 | 3 | [8 empty] | TBD | TBD | TBD | TBD | [27 empty] | MON4
MON4 D | D | [8 empty] | TBD | TBD | TBD | TBD | [27 empty] | MON4
MON4 E | E | [8 empty] | TBD | TBD | TBD | TBD | [27 empty] | MON4
MON4 F | F | [8 empty] | TBD | TBD | TBD | TBD | [27 empty] | MON4
MON4 G | G | [8 empty] | TBD | TBD | TBD | TBD | [27 empty] | MON4
MON4 H | H | [8 empty] | TBD | TBD | TBD | TBD | [27 empty] | MON4
MON4 I | I | [8 empty] | TBD | TBD | TBD | TBD | [27 empty] | MON4
MON6 2 | 2 | [8 empty] | TBD | TBD | TBD | TBD | [27 empty] | MON6
MON6 3 | 3 | [8 empty] | TBD | TBD | TBD | TBD | [27 empty] | MON6
MON6 E | E | [8 empty] | TBD | TBD | TBD | TBD | [27 empty] | MON6
MON6 F | F | [8 empty] | TBD | TBD | TBD | TBD | [27 empty] | MON6
MON6 G | G | [8 empty] | TBD | TBD | TBD | TBD | [27 empty] | MON6
MON6 H | H | [8 empty] | TBD | TBD | TBD | TBD | [27 empty] | MON6
MON6 I | I | [8 empty] | TBD | TBD | TBD | TBD | [27 empty] | MON6
MON7 D | D | [8 empty] | TBD | TBD | TBD | TBD | [27 empty] | MON7
MON7 E | E | [8 empty] | TBD | TBD | TBD | TBD | [27 empty] | MON7
MON7 F | F | [8 empty] | TBD | TBD | TBD | TBD | [27 empty] | MON7
MON8 1 | 1 | [8 empty] | TBD | TBD | TBD | TBD | [27 empty] | MON8
MON8 D | D | [8 empty] | TBD | TBD | TBD | TBD | [27 empty] | MON8
MON8 G | G | [8 empty] | TBD | TBD | TBD | TBD | [27 empty] | MON8
MON8 H | H | [8 empty] | TBD | TBD | TBD | TBD | [27 empty] | MON8
MON8 I | I | [8 empty] | TBD | TBD | TBD | TBD | [27 empty] | MON8
MOR D | D | [8 empty] | TBD | TBD | TBD | TBD | [27 empty] | MOR
MOR E | E | [8 empty] | TBD | TBD | TBD | TBD | [27 empty] | MOR
MOR F | F | [8 empty] | TBD | TBD | TBD | TBD | [27 empty] | MOR
MPR I | I | [8 empty] | TBD | TBD | TBD | TBD | [27 empty] | MPR
MQU D | D | [8 empty] | TBD | TBD | TBD | TBD | [27 empty] | MQU
MQU E | E | [8 empty] | TBD | TBD | TBD | TBD | [27 empty] | MQU
MQU F | F | [8 empty] | TBD | TBD | TBD | TBD | [27 empty] | MQU
MRTO 1 | 1 | [8 empty] | TBD | TBD | TBD | TBD | [27 empty] | MRTO
MRTO 2 | 2 | [8 empty] | TBD | TBD | TBD | TBD | [27 empty] | MRTO
MRTO 3 | 3 | [8 empty] | TBD | TBD | TBD | TBD | [27 empty] | MRTO
MRTO D | D | [8 empty] | TBD | TBD | TBD | TBD | [27 empty] | MRTO
MRTO E | E | [8 empty] | TBD | TBD | TBD | TBD | [27 empty] | MRTO
MRTO F | F | [8 empty] | TBD | TBD | TBD | TBD | [27 empty] | MRTO
MRTO G | G | [8 empty] | TBD | TBD | TBD | TBD | [27 empty] | MRTO
MRTO H | H | [8 empty] | TBD | TBD | TBD | TBD | [27 empty] | MRTO
MRTO I | I | [8 empty] | TBD | TBD | TBD | TBD | [27 empty] | MRTO
MTA 1 | 1 | [8 empty] | TBD | TBD | TBD | TBD | [27 empty] | MTA
MTA 2 | 2 | [8 empty] | TBD | TBD | TBD | TBD | [27 empty] | MTA
MTA 3 | 3 | [8 empty] | TBD | TBD | TBD | TBD | [27 empty] | MTA
MTA D | D | 4SRUALZ- | 4SRUALZ-I | [6 empty] | TBD | TBD | TBD | TBD | [27 empty] | MTA
MTA E | E | [8 empty] | TBD | TBD | TBD | TBD | [27 empty] | MTA
MTA F | F | [8 empty] | TBD | TBD | TBD | TBD | [27 empty] | MTA
MTA G | G | [8 empty] | TBD | TBD | TBD | TBD | [27 empty] | MTA
MTA H | H | [8 empty] | TBD | TBD | TBD | TBD | [27 empty] | MTA
MTA I | I | [8 empty] | TBD | TBD | TBD | TBD | [27 empty] | MTA
MTB 1 | 1 | [8 empty] | TBD | TBD | TBD | TBD | [27 empty] | MTB
MTB 3 | 3 | [8 empty] | TBD | TBD | TBD | TBD | [27 empty] | MTB
MTB D | D | [8 empty] | TBD | TBD | TBD | TBD | [27 empty] | MTB
MTB E | E | [8 empty] | TBD | TBD | TBD | TBD | [27 empty] | MTB
MTB F | F | [8 empty] | TBD | TBD | TBD | TBD | [27 empty] | MTB
MTB G | G | [8 empty] | TBD | TBD | TBD | TBD | [27 empty] | MTB
MTB H | H | [8 empty] | TBD | TBD | TBD | TBD | [27 empty] | MTB
MTB I | I | [8 empty] | TBD | TBD | TBD | TBD | [27 empty] | MTB
MTN 1 | 1 | [8 empty] | TBD | TBD | TBD | TBD | [27 empty] | MTN
MTN 3 | 3 | [8 empty] | TBD | TBD | TBD | TBD | [27 empty] | MTN
MTN D | D | [8 empty] | TBD | TBD | TBD | TBD | [27 empty] | MTN
MTN E | E | [8 empty] | TBD | TBD | TBD | TBD | [27 empty] | MTN
MTN F | F | AQU_L | 4CBBAQU-E | [6 empty] | TBD | TBD | TBD | TBD | [27 empty] | MTN
MTN G | G | MBE_L | 4SCUMBE-I | 9 | -17.7563 | S | -63.187 | WGS84 | 15 | TBD | TBD | TBD | TBD | - | N/A | N/A | N/A | N/A | N/A | N/A | 4 | 4 | 4 | 2 | 1150 | 19150 | 10000 | 10000 | 120000 | 100 |  |  | 3G | 2G |  | I |  |  |  |  | MTN
MTN I | I | MEL_L | 4SCUMEL-I | 9 | -17.7834 | S | -63.1713 | WGS84 | 15 | TBD | TBD | TBD | TBD | - | N/A | N/A | N/A | N/A | N/A | N/A | 4 | 4 | 4 | 2 | 1150 | 19150 | 10000 | 10000 | 80000 | 100 |  |  | 3G | 2G |  | I |  |  |  |  | MTN
MTO 1 | 1 | [8 empty] | TBD | TBD | TBD | TBD | [27 empty] | MTO
MTO 2 | 2 | [8 empty] | TBD | TBD | TBD | TBD | [27 empty] | MTO
MTO 3 | 3 | [8 empty] | TBD | TBD | TBD | TBD | [27 empty] | MTO
MTO D | D | AQU_L | 4CBBAQU-F | [6 empty] | TBD | TBD | TBD | TBD | [27 empty] | MTO
MTO E | E | [8 empty] | TBD | TBD | TBD | TBD | [27 empty] | MTO
MTO F | F | [8 empty] | TBD | TBD | TBD | TBD | [27 empty] | MTO
MTO G | G | [8 empty] | TBD | TBD | TBD | TBD | [27 empty] | MTO
MTO H | H | [8 empty] | TBD | TBD | TBD | TBD | [27 empty] | MTO
MTO I | I | [8 empty] | TBD | TBD | TBD | TBD | [27 empty] | MTO
MTR 2 | 2 | [8 empty] | TBD | TBD | TBD | TBD | [27 empty] | MTR
MTR D | D | [8 empty] | TBD | TBD | TBD | TBD | [27 empty] | MTR
MTR E | E | [8 empty] | TBD | TBD | TBD | TBD | [27 empty] | MTR
MTR F | F | [8 empty] | TBD | TBD | TBD | TBD | [27 empty] | MTR
MTR G | G | [8 empty] | TBD | TBD | TBD | TBD | [27 empty] | MTR
MTR H | H | [8 empty] | TBD | TBD | TBD | TBD | [27 empty] | MTR
MTR I | I | [8 empty] | TBD | TBD | TBD | TBD | [27 empty] | MTR
MVE 1 | 1 | [8 empty] | TBD | TBD | TBD | TBD | [27 empty] | MVE
MVE 2 | 2 | [8 empty] | TBD | TBD | TBD | TBD | [27 empty] | MVE
MVE 3 | 3 | [8 empty] | TBD | TBD | TBD | TBD | [27 empty] | MVE
MVE E | E | [8 empty] | TBD | TBD | TBD | TBD | [27 empty] | MVE
MVE F | F | [8 empty] | TBD | TBD | TBD | TBD | [27 empty] | MVE
MVE G | G | [8 empty] | TBD | TBD | TBD | TBD | [27 empty] | MVE
MVE H | H | [8 empty] | TBD | TBD | TBD | TBD | [27 empty] | MVE
MVE I | I | [8 empty] | TBD | TBD | TBD | TBD | [27 empty] | MVE
MYO 1 | 1 | [8 empty] | TBD | TBD | TBD | TBD | [27 empty] | MYO
MYO 3 | 3 | [8 empty] | TBD | TBD | TBD | TBD | [27 empty] | MYO
MYO D | D | [8 empty] | TBD | TBD | TBD | TBD | [27 empty] | MYO
MYO F | F | [8 empty] | TBD | TBD | TBD | TBD | [27 empty] | MYO
MYO G | G | [8 empty] | TBD | TBD | TBD | TBD | [27 empty] | MYO
MYO I | I | MZA_WL | 4TJUMZA-G | 7 | -21.5352 | S | -64.7448 | WGS84 | 10 | TBD | TBD | TBD | TBD | - | N/A | N/A | N/A | N/A | N/A | N/A | 4 | 4 | 4 | 2 | 1150 | 19150 | 10000 | 10000 | 80000 | 100 |  |  | 3G | 2G |  | G |  |  |  |  | MYO
MZA 1 | 1 | [8 empty] | TBD | TBD | TBD | TBD | [27 empty] | MZA
MZA 3 | 3 | [8 empty] | TBD | TBD | TBD | TBD | [27 empty] | MZA
MZA D | D | [8 empty] | TBD | TBD | TBD | TBD | [27 empty] | MZA
MZA F | F | [8 empty] | TBD | TBD | TBD | TBD | [27 empty] | MZA
MZA G | G | [8 empty] | TBD | TBD | TBD | TBD | [27 empty] | MZA
MZA H | H | [8 empty] | TBD | TBD | TBD | TBD | [27 empty] | MZA
MZA I | I | [8 empty] | TBD | TBD | TBD | TBD | [27 empty] | MZA
NAR 3 | 3 | [8 empty] | TBD | TBD | TBD | TBD | [27 empty] | NAR
NAR D | D | [8 empty] | TBD | TBD | TBD | TBD | [27 empty] | NAR
NAR E | E | [8 empty] | TBD | TBD | TBD | TBD | [27 empty] | NAR
NAR F | F | [8 empty] | TBD | TBD | TBD | TBD | [27 empty] | NAR
NAR I | I | [8 empty] | TBD | TBD | TBD | TBD | [27 empty] | NAR
NEV 2 | 2 | [8 empty] | TBD | TBD | TBD | TBD | [27 empty] | NEV
NEV D | D | [8 empty] | TBD | TBD | TBD | TBD | [27 empty] | NEV
NEV E | E | [8 empty] | TBD | TBD | TBD | TBD | [27 empty] | NEV
NEV F | F | [8 empty] | TBD | TBD | TBD | TBD | [27 empty] | NEV
NEV G | G | [8 empty] | TBD | TBD | TBD | TBD | [27 empty] | NEV
NEV H | H | [8 empty] | TBD | TBD | TBD | TBD | [27 empty] | NEV
NOV 1 | 1 | [8 empty] | TBD | TBD | TBD | TBD | [27 empty] | NOV
NOV 3 | 3 | [8 empty] | TBD | TBD | TBD | TBD | [27 empty] | NOV
NOV C | C | [8 empty] | TBD | TBD | TBD | TBD | [27 empty] | NOV
NOV F | F | [8 empty] | TBD | TBD | TBD | TBD | [27 empty] | NOV
NOV G | G | [8 empty] | TBD | TBD | TBD | TBD | [27 empty] | NOV
NOV H | H | [8 empty] | TBD | TBD | TBD | TBD | [27 empty] | NOV
NOV I | I | [8 empty] | TBD | TBD | TBD | TBD | [27 empty] | NOV
NRM 1 | 1 | [8 empty] | TBD | TBD | TBD | TBD | [27 empty] | NRM
NRM 2 | 2 | [8 empty] | TBD | TBD | TBD | TBD | [27 empty] | NRM
NRM 3 | 3 | [8 empty] | TBD | TBD | TBD | TBD | [27 empty] | NRM
NRM A | A | [8 empty] | TBD | TBD | TBD | TBD | [27 empty] | NRM
NRM C | C | GY4_WL | 4BNUGY4-H | 8 | -10.8334 | S | -65.3446 | WGS84 | 15 | TBD | TBD | TBD | TBD | - | N/A | N/A | N/A | N/A | N/A | N/A | 2 | 2 | 4 | 17 | 5790 | 23790 | 10000 | 10000 | 60000 | 100 |  |  | 3G | 2G |  | B | 5 | 0 | 15 | 24 | NRM
NRM D | D | AQU_L | 4CBBAQU-G | [6 empty] | TBD | TBD | TBD | TBD | [27 empty] | NRM
NRM E | E | [8 empty] | TBD | TBD | TBD | TBD | [27 empty] | NRM
NRM F | F | [8 empty] | TBD | TBD | TBD | TBD | [27 empty] | NRM
NRM G | G | MZA_WL | 4TJUMZA-I | 9 | -21.5352 | S | -64.7448 | WGS84 | 10 | TBD | TBD | TBD | TBD | - | N/A | N/A | N/A | N/A | N/A | N/A | 4 | 4 | 4 | 2 | 1150 | 19150 | 10000 | 10000 | 80000 | 100 |  |  | 3G | 2G |  | I |  |  |  |  | NRM
NRM H | H | [8 empty] | TBD | TBD | TBD | TBD | [27 empty] | NRM
NRM I | I | [8 empty] | TBD | TBD | TBD | TBD | [27 empty] | NRM
NUP 1 | 1 | [8 empty] | TBD | TBD | TBD | TBD | [27 empty] | NUP
NUP 2 | 2 | [8 empty] | TBD | TBD | TBD | TBD | [27 empty] | NUP
NUP D | D | [8 empty] | TBD | TBD | TBD | TBD | [27 empty] | NUP
NUP F | F | 4BNUBCO- | 4BNUBCO-G | [6 empty] | TBD | TBD | TBD | TBD | [27 empty] | NUP
NUP G | G | [8 empty] | TBD | TBD | TBD | TBD | [27 empty] | NUP
NUP H | H | [8 empty] | TBD | TBD | TBD | TBD | [27 empty] | NUP
NUR 1 | 1 | [8 empty] | TBD | TBD | TBD | TBD | [27 empty] | NUR
NUR 2 | 2 | [8 empty] | TBD | TBD | TBD | TBD | [27 empty] | NUR
NUR G | G | [8 empty] | TBD | TBD | TBD | TBD | [27 empty] | NUR
NUR H | H | [8 empty] | TBD | TBD | TBD | TBD | [27 empty] | NUR
NUR I | I | [8 empty] | TBD | TBD | TBD | TBD | [27 empty] | NUR
OLG 1 | 1 | [8 empty] | TBD | TBD | TBD | TBD | [27 empty] | OLG
OLG 3 | 3 | [8 empty] | TBD | TBD | TBD | TBD | [27 empty] | OLG
OLG A | A | GY4_WL | 4BNUGY4-I | 9 | -10.8334 | S | -65.3446 | WGS84 | 15 | TBD | TBD | TBD | TBD | - | N/A | N/A | N/A | N/A | N/A | N/A | 2 | 2 | 4 | 17 | 5790 | 23790 | 10000 | 10000 | 60000 | 100 |  |  | 3G | 2G |  | C | 5 | 1 | 16 | 39 | OLG
OLG D | D | 4BNUBCO- | 4BNUBCO-I | [6 empty] | TBD | TBD | TBD | TBD | [27 empty] | OLG
OLG E | E | [8 empty] | TBD | TBD | TBD | TBD | [27 empty] | OLG
OLG F | F | 4SCUCAS- | 4SCUCAS-G | [6 empty] | TBD | TBD | TBD | TBD | [27 empty] | OLG
OLG G | G | [8 empty] | TBD | TBD | TBD | TBD | [27 empty] | OLG
OLG H | H | [8 empty] | TBD | TBD | TBD | TBD | [27 empty] | OLG
OLG I | I | [8 empty] | TBD | TBD | TBD | TBD | [27 empty] | OLG
OQU 1 | 1 | [8 empty] | TBD | TBD | TBD | TBD | [27 empty] | OQU
OQU 2 | 2 | [8 empty] | TBD | TBD | TBD | TBD | [27 empty] | OQU
OQU 3 | 3 | [8 empty] | TBD | TBD | TBD | TBD | [27 empty] | OQU
OQU D | D | 4SCUCAS- | 4SCUCAS-I | [6 empty] | TBD | TBD | TBD | TBD | [27 empty] | OQU
OQU E | E | [8 empty] | TBD | TBD | TBD | TBD | [27 empty] | OQU
OQU F | F | [8 empty] | TBD | TBD | TBD | TBD | [27 empty] | OQU
OQU G | G | [8 empty] | TBD | TBD | TBD | TBD | [27 empty] | OQU
OQU H | H | [8 empty] | TBD | TBD | TBD | TBD | [27 empty] | OQU
OQU I | I | [8 empty] | TBD | TBD | TBD | TBD | [27 empty] | OQU
ORA 2 | 2 | [8 empty] | TBD | TBD | TBD | TBD | [27 empty] | ORA
ORA 3 | 3 | [8 empty] | TBD | TBD | TBD | TBD | [27 empty] | ORA
ORA E | E | [8 empty] | TBD | TBD | TBD | TBD | [27 empty] | ORA
ORA F | F | [8 empty] | TBD | TBD | TBD | TBD | [27 empty] | ORA
ORA H | H | [8 empty] | TBD | TBD | TBD | TBD | [27 empty] | ORA
ORA I | I | [8 empty] | TBD | TBD | TBD | TBD | [27 empty] | ORA
ORQ 1 | 1 | [8 empty] | TBD | TBD | TBD | TBD | [27 empty] | ORQ
ORQ 2 | 2 | [8 empty] | TBD | TBD | TBD | TBD | [27 empty] | ORQ
ORQ 3 | 3 | [8 empty] | TBD | TBD | TBD | TBD | [27 empty] | ORQ
ORQ D | D | [8 empty] | TBD | TBD | TBD | TBD | [27 empty] | ORQ
ORQ E | E | [8 empty] | TBD | TBD | TBD | TBD | [27 empty] | ORQ
ORQ F | F | [8 empty] | TBD | TBD | TBD | TBD | [27 empty] | ORQ
ORQ G | G | [8 empty] | TBD | TBD | TBD | TBD | [27 empty] | ORQ
ORQ H | H | [8 empty] | TBD | TBD | TBD | TBD | [27 empty] | ORQ
ORQ I | I | [8 empty] | TBD | TBD | TBD | TBD | [27 empty] | ORQ
ORU1 1 | 1 | [8 empty] | TBD | TBD | TBD | TBD | [27 empty] | ORU1
ORU1 2 | 2 | [8 empty] | TBD | TBD | TBD | TBD | [27 empty] | ORU1
ORU1 3 | 3 | [8 empty] | TBD | TBD | TBD | TBD | [27 empty] | ORU1
ORU1 D | D | [8 empty] | TBD | TBD | TBD | TBD | [27 empty] | ORU1
ORU1 E | E | [8 empty] | TBD | TBD | TBD | TBD | [27 empty] | ORU1
ORU1 F | F | [8 empty] | TBD | TBD | TBD | TBD | [27 empty] | ORU1
ORU1 G | G | [8 empty] | TBD | TBD | TBD | TBD | [27 empty] | ORU1
ORU1 H | H | [8 empty] | TBD | TBD | TBD | TBD | [27 empty] | ORU1
ORU1 I | I | [8 empty] | TBD | TBD | TBD | TBD | [27 empty] | ORU1
ORU3 2 | 2 | [8 empty] | TBD | TBD | TBD | TBD | [27 empty] | ORU3
ORU3 3 | 3 | [8 empty] | TBD | TBD | TBD | TBD | [27 empty] | ORU3
ORU3 E | E | [8 empty] | TBD | TBD | TBD | TBD | [27 empty] | ORU3
ORU3 F | F | [8 empty] | TBD | TBD | TBD | TBD | [27 empty] | ORU3
ORU3 H | H | [8 empty] | TBD | TBD | TBD | TBD | [27 empty] | ORU3
ORU3 I | I | [8 empty] | TBD | TBD | TBD | TBD | [27 empty] | ORU3
OYA 1 | 1 | [8 empty] | TBD | TBD | TBD | TBD | [27 empty] | OYA
OYA G | G | [8 empty] | TBD | TBD | TBD | TBD | [27 empty] | OYA
OYA H | H | [8 empty] | TBD | TBD | TBD | TBD | [27 empty] | OYA
P12 1 | 1 | [8 empty] | TBD | TBD | TBD | TBD | [27 empty] | P12
P12 3 | 3 | [8 empty] | TBD | TBD | TBD | TBD | [27 empty] | P12
P12 D | D | [8 empty] | TBD | TBD | TBD | TBD | [27 empty] | P12
P12 F | F | [8 empty] | TBD | TBD | TBD | TBD | [27 empty] | P12
P12 G | G | [8 empty] | TBD | TBD | TBD | TBD | [27 empty] | P12
P12 H | H | [8 empty] | TBD | TBD | TBD | TBD | [27 empty] | P12
P12 I | I | [8 empty] | TBD | TBD | TBD | TBD | [27 empty] | P12
PAL 1 | 1 | [8 empty] | TBD | TBD | TBD | TBD | [27 empty] | PAL
PAL 2 | 2 | [8 empty] | TBD | TBD | TBD | TBD | [27 empty] | PAL
PAL 3 | 3 | [8 empty] | TBD | TBD | TBD | TBD | [27 empty] | PAL
PAL D | D | [8 empty] | TBD | TBD | TBD | TBD | [27 empty] | PAL
PAL E | E | [8 empty] | TBD | TBD | TBD | TBD | [27 empty] | PAL
PAL F | F | [8 empty] | TBD | TBD | TBD | TBD | [27 empty] | PAL
PAL G | G | [8 empty] | TBD | TBD | TBD | TBD | [27 empty] | PAL
PAL H | H | [8 empty] | TBD | TBD | TBD | TBD | [27 empty] | PAL
PAL I | I | [8 empty] | TBD | TBD | TBD | TBD | [27 empty] | PAL
PAP D | D | [8 empty] | TBD | TBD | TBD | TBD | [27 empty] | PAP
PAP E | E | [8 empty] | TBD | TBD | TBD | TBD | [27 empty] | PAP
PAP F | F | [8 empty] | TBD | TBD | TBD | TBD | [27 empty] | PAP
PAP G | G | [8 empty] | TBD | TBD | TBD | TBD | [27 empty] | PAP
PAP H | H | [8 empty] | TBD | TBD | TBD | TBD | [27 empty] | PAP
PAP I | I | [8 empty] | TBD | TBD | TBD | TBD | [27 empty] | PAP
PAR 1 | 1 | [8 empty] | TBD | TBD | TBD | TBD | [27 empty] | PAR
PAR 3 | 3 | [8 empty] | TBD | TBD | TBD | TBD | [27 empty] | PAR
PAR D | D | [8 empty] | TBD | TBD | TBD | TBD | [27 empty] | PAR
PAR E | E | [8 empty] | TBD | TBD | TBD | TBD | [27 empty] | PAR
PAR F | F | [8 empty] | TBD | TBD | TBD | TBD | [27 empty] | PAR
PAR G | G | [8 empty] | TBD | TBD | TBD | TBD | [27 empty] | PAR
PAR I | I | [8 empty] | TBD | TBD | TBD | TBD | [27 empty] | PAR
PAS 2 | 2 | [8 empty] | TBD | TBD | TBD | TBD | [27 empty] | PAS
PAS2 F | F | [8 empty] | TBD | TBD | TBD | TBD | [27 empty] | PAS2
PAS2 I | I | [8 empty] | TBD | TBD | TBD | TBD | [27 empty] | PAS2
PBA 1 | 1 | [8 empty] | TBD | TBD | TBD | TBD | [27 empty] | PBA
PBA 2 | 2 | [8 empty] | TBD | TBD | TBD | TBD | [27 empty] | PBA
PBA 3 | 3 | [8 empty] | TBD | TBD | TBD | TBD | [27 empty] | PBA
PBA A | A | [8 empty] | TBD | TBD | TBD | TBD | [27 empty] | PBA
PBA B | B | [8 empty] | TBD | TBD | TBD | TBD | [27 empty] | PBA
PBA F | F | [8 empty] | TBD | TBD | TBD | TBD | [27 empty] | PBA
PBA G | G | [8 empty] | TBD | TBD | TBD | TBD | [27 empty] | PBA
PBA H | H | [8 empty] | TBD | TBD | TBD | TBD | [27 empty] | PBA
PBA I | I | [8 empty] | TBD | TBD | TBD | TBD | [27 empty] | PBA
PDP D | D | [8 empty] | TBD | TBD | TBD | TBD | [27 empty] | PDP
PDP E | E | [8 empty] | TBD | TBD | TBD | TBD | [27 empty] | PDP
PDP F | F | [8 empty] | TBD | TBD | TBD | TBD | [27 empty] | PDP
PDR 1 | 1 | [8 empty] | TBD | TBD | TBD | TBD | [27 empty] | PDR
PDR 3 | 3 | [8 empty] | TBD | TBD | TBD | TBD | [27 empty] | PDR
PDR D | D | [8 empty] | TBD | TBD | TBD | TBD | [27 empty] | PDR
PDR E | E | [8 empty] | TBD | TBD | TBD | TBD | [27 empty] | PDR
PDR F | F | [8 empty] | TBD | TBD | TBD | TBD | [27 empty] | PDR
PDR G | G | [8 empty] | TBD | TBD | TBD | TBD | [27 empty] | PDR
PDR H | H | [8 empty] | TBD | TBD | TBD | TBD | [27 empty] | PDR
PDR I | I | [8 empty] | TBD | TBD | TBD | TBD | [27 empty] | PDR
PECO E | E | [8 empty] | TBD | TBD | TBD | TBD | [27 empty] | PECO
PECO F | F | GPI_GL | 4SCUGPI-G | [6 empty] | TBD | TBD | TBD | TBD | [27 empty] | PECO
PEN 1 | 1 | [8 empty] | TBD | TBD | TBD | TBD | [27 empty] | PEN
PEN 2 | 2 | [8 empty] | TBD | TBD | TBD | TBD | [27 empty] | PEN
PEN 3 | 3 | [8 empty] | TBD | TBD | TBD | TBD | [27 empty] | PEN
PEN D | D | IRC2_WL | 4CBBIRC2D | [6 empty] | TBD | TBD | TBD | TBD | [27 empty] | PEN
PEN E | E | [8 empty] | TBD | TBD | TBD | TBD | [27 empty] | PEN
PEN F | F | [8 empty] | TBD | TBD | TBD | TBD | [27 empty] | PEN
PEN G | G | [8 empty] | TBD | TBD | TBD | TBD | [27 empty] | PEN
PEN H | H | [8 empty] | TBD | TBD | TBD | TBD | [27 empty] | PEN
PEN I | I | [8 empty] | TBD | TBD | TBD | TBD | [27 empty] | PEN
PES D | D | [8 empty] | TBD | TBD | TBD | TBD | [27 empty] | PES
PES E | E | [8 empty] | TBD | TBD | TBD | TBD | [27 empty] | PES
PES F | F | [8 empty] | TBD | TBD | TBD | TBD | [27 empty] | PES
PFT 2 | 2 | [8 empty] | TBD | TBD | TBD | TBD | [27 empty] | PFT
PFT 3 | 3 | [8 empty] | TBD | TBD | TBD | TBD | [27 empty] | PFT
PFT D | D | [8 empty] | TBD | TBD | TBD | TBD | [27 empty] | PFT
PFT E | E | [8 empty] | TBD | TBD | TBD | TBD | [27 empty] | PFT
PFT F | F | [8 empty] | TBD | TBD | TBD | TBD | [27 empty] | PFT
PFT G | G | [8 empty] | TBD | TBD | TBD | TBD | [27 empty] | PFT
PFT H | H | [8 empty] | TBD | TBD | TBD | TBD | [27 empty] | PFT
PFT I | I | [8 empty] | TBD | TBD | TBD | TBD | [27 empty] | PFT
PGO 1 | 1 | [8 empty] | TBD | TBD | TBD | TBD | [27 empty] | PGO
PGO 2 | 2 | [8 empty] | TBD | TBD | TBD | TBD | [27 empty] | PGO
PGO 3 | 3 | [8 empty] | TBD | TBD | TBD | TBD | [27 empty] | PGO
PGO D | D | [8 empty] | TBD | TBD | TBD | TBD | [27 empty] | PGO
PGO E | E | [8 empty] | TBD | TBD | TBD | TBD | [27 empty] | PGO
PGO G | G | [8 empty] | TBD | TBD | TBD | TBD | [27 empty] | PGO
PGO H | H | [8 empty] | TBD | TBD | TBD | TBD | [27 empty] | PGO
PGZ 1 | 1 | [8 empty] | TBD | TBD | TBD | TBD | [27 empty] | PGZ
PGZ 2 | 2 | [8 empty] | TBD | TBD | TBD | TBD | [27 empty] | PGZ
PGZ 3 | 3 | [8 empty] | TBD | TBD | TBD | TBD | [27 empty] | PGZ
PGZ D | D | [8 empty] | TBD | TBD | TBD | TBD | [27 empty] | PGZ
PGZ E | E | [8 empty] | TBD | TBD | TBD | TBD | [27 empty] | PGZ
PGZ F | F | IRC2_WL | 4CBBIRC2E | [6 empty] | TBD | TBD | TBD | TBD | [27 empty] | PGZ
PGZ G | G | [8 empty] | TBD | TBD | TBD | TBD | [27 empty] | PGZ
PGZ H | H | [8 empty] | TBD | TBD | TBD | TBD | [27 empty] | PGZ
PGZ I | I | [8 empty] | TBD | TBD | TBD | TBD | [27 empty] | PGZ
PGZ2 2 | 2 | [8 empty] | TBD | TBD | TBD | TBD | [27 empty] | PGZ2
PGZ2 3 | 3 | [8 empty] | TBD | TBD | TBD | TBD | [27 empty] | PGZ2
PGZ2 F | F | [8 empty] | TBD | TBD | TBD | TBD | [27 empty] | PGZ2
PGZ2 G | G | [8 empty] | TBD | TBD | TBD | TBD | [27 empty] | PGZ2
PGZ2 H | H | [8 empty] | TBD | TBD | TBD | TBD | [27 empty] | PGZ2
PGZ2 I | I | [8 empty] | TBD | TBD | TBD | TBD | [27 empty] | PGZ2
PGZ3 D | D | [8 empty] | TBD | TBD | TBD | TBD | [27 empty] | PGZ3
PGZ3 F | F | [8 empty] | TBD | TBD | TBD | TBD | [27 empty] | PGZ3
PGZ3 G | G | [8 empty] | TBD | TBD | TBD | TBD | [27 empty] | PGZ3
PGZ3 I | I | [8 empty] | TBD | TBD | TBD | TBD | [27 empty] | PGZ3
PI3 1 | 1 | [8 empty] | TBD | TBD | TBD | TBD | [27 empty] | PI3
PI3 2 | 2 | [8 empty] | TBD | TBD | TBD | TBD | [27 empty] | PI3
PI3 E | E | [8 empty] | TBD | TBD | TBD | TBD | [27 empty] | PI3
PI3 G | G | [8 empty] | TBD | TBD | TBD | TBD | [27 empty] | PI3
PI3 H | H | [8 empty] | TBD | TBD | TBD | TBD | [27 empty] | PI3
PIC D | D | [8 empty] | TBD | TBD | TBD | TBD | [27 empty] | PIC
PIC E | E | [8 empty] | TBD | TBD | TBD | TBD | [27 empty] | PIC
PIQ 2 | 2 | [8 empty] | TBD | TBD | TBD | TBD | [27 empty] | PIQ
PIQ 3 | 3 | [8 empty] | TBD | TBD | TBD | TBD | [27 empty] | PIQ
PIQ E | E | [8 empty] | TBD | TBD | TBD | TBD | [27 empty] | PIQ
PIQ F | F | [8 empty] | TBD | TBD | TBD | TBD | [27 empty] | PIQ
PIQ G | G | [8 empty] | TBD | TBD | TBD | TBD | [27 empty] | PIQ
PIQ H | H | [8 empty] | TBD | TBD | TBD | TBD | [27 empty] | PIQ
PIQ I | I | [8 empty] | TBD | TBD | TBD | TBD | [27 empty] | PIQ
PIS 1 | 1 | [8 empty] | TBD | TBD | TBD | TBD | [27 empty] | PIS
PIS 2 | 2 | [8 empty] | TBD | TBD | TBD | TBD | [27 empty] | PIS
PIS 3 | 3 | [8 empty] | TBD | TBD | TBD | TBD | [27 empty] | PIS
PIS E | E | [8 empty] | TBD | TBD | TBD | TBD | [27 empty] | PIS
PIS F | F | [8 empty] | TBD | TBD | TBD | TBD | [27 empty] | PIS
PIS G | G | [8 empty] | TBD | TBD | TBD | TBD | [27 empty] | PIS
PIS H | H | [8 empty] | TBD | TBD | TBD | TBD | [27 empty] | PIS
PIS I | I | [8 empty] | TBD | TBD | TBD | TBD | [27 empty] | PIS
PJC 1 | 1 | [8 empty] | TBD | TBD | TBD | TBD | [27 empty] | PJC
PJC 2 | 2 | [8 empty] | TBD | TBD | TBD | TBD | [27 empty] | PJC
PJC 3 | 3 | [8 empty] | TBD | TBD | TBD | TBD | [27 empty] | PJC
PJC A | A | [8 empty] | TBD | TBD | TBD | TBD | [27 empty] | PJC
PJC B | B | [8 empty] | TBD | TBD | TBD | TBD | [27 empty] | PJC
PJC C | C | [8 empty] | TBD | TBD | TBD | TBD | [27 empty] | PJC
PJC D | D | [8 empty] | TBD | TBD | TBD | TBD | [27 empty] | PJC
PJC E | E | [8 empty] | TBD | TBD | TBD | TBD | [27 empty] | PJC
PJC F | F | [8 empty] | TBD | TBD | TBD | TBD | [27 empty] | PJC
PJC G | G | [8 empty] | TBD | TBD | TBD | TBD | [27 empty] | PJC
PJC H | H | [8 empty] | TBD | TBD | TBD | TBD | [27 empty] | PJC
PJC I | I | [8 empty] | TBD | TBD | TBD | TBD | [27 empty] | PJC
PL4 1 | 1 | [8 empty] | TBD | TBD | TBD | TBD | [27 empty] | PL4
PL4 2 | 2 | [8 empty] | TBD | TBD | TBD | TBD | [27 empty] | PL4
PL4 3 | 3 | [8 empty] | TBD | TBD | TBD | TBD | [27 empty] | PL4
PL4 D | D | [8 empty] | TBD | TBD | TBD | TBD | [27 empty] | PL4
PL4 E | E | [8 empty] | TBD | TBD | TBD | TBD | [27 empty] | PL4
PL4 F | F | [8 empty] | TBD | TBD | TBD | TBD | [27 empty] | PL4
PL4 G | G | [8 empty] | TBD | TBD | TBD | TBD | [27 empty] | PL4
PL4 H | H | [8 empty] | TBD | TBD | TBD | TBD | [27 empty] | PL4
PL4 I | I | [8 empty] | TBD | TBD | TBD | TBD | [27 empty] | PL4
PLA E | E | [8 empty] | TBD | TBD | TBD | TBD | [27 empty] | PLA
PLA F | F | [8 empty] | TBD | TBD | TBD | TBD | [27 empty] | PLA
PLBE D | D | [8 empty] | TBD | TBD | TBD | TBD | [27 empty] | PLBE
PLBE F | F | IRC2_WL | 4CBBIRC2F | [6 empty] | TBD | TBD | TBD | TBD | [27 empty] | PLBE
PLN 1 | 1 | [8 empty] | TBD | TBD | TBD | TBD | [27 empty] | PLN
PLN 2 | 2 | [8 empty] | TBD | TBD | TBD | TBD | [27 empty] | PLN
PLN 3 | 3 | [8 empty] | TBD | TBD | TBD | TBD | [27 empty] | PLN
PLN D | D | [8 empty] | TBD | TBD | TBD | TBD | [27 empty] | PLN
PLN E | E | [8 empty] | TBD | TBD | TBD | TBD | [27 empty] | PLN
PLN F | F | [8 empty] | TBD | TBD | TBD | TBD | [27 empty] | PLN
PLN G | G | [8 empty] | TBD | TBD | TBD | TBD | [27 empty] | PLN
PLN H | H | [8 empty] | TBD | TBD | TBD | TBD | [27 empty] | PLN
PLN I | I | [8 empty] | TBD | TBD | TBD | TBD | [27 empty] | PLN
PLO 1 | 1 | [8 empty] | TBD | TBD | TBD | TBD | [27 empty] | PLO
PLO 2 | 2 | [8 empty] | TBD | TBD | TBD | TBD | [27 empty] | PLO
PLO 3 | 3 | [8 empty] | TBD | TBD | TBD | TBD | [27 empty] | PLO
PLO D | D | [8 empty] | TBD | TBD | TBD | TBD | [27 empty] | PLO
PLO E | E | [8 empty] | TBD | TBD | TBD | TBD | [27 empty] | PLO
PLO F | F | [8 empty] | TBD | TBD | TBD | TBD | [27 empty] | PLO
PLO G | G | POC_L | 4TJUPOC-H | 8 | -22.0331 | S | -63.6774 | WGS84 | 15 | TBD | TBD | TBD | TBD | - | N/A | N/A | N/A | N/A | N/A | N/A | 4 | 4 | 4 | 2 | 1150 | 19150 | 10000 | 10000 | 120000 | 100 |  |  | 3G | 2G |  | H |  |  |  |  | PLO
PLO H | H | [8 empty] | TBD | TBD | TBD | TBD | [27 empty] | PLO
PLO I | I | [8 empty] | TBD | TBD | TBD | TBD | [27 empty] | PLO
PLO2 1 | 1 | [8 empty] | TBD | TBD | TBD | TBD | [27 empty] | PLO2
PLO2 2 | 2 | [8 empty] | TBD | TBD | TBD | TBD | [27 empty] | PLO2
PLO2 D | D | [8 empty] | TBD | TBD | TBD | TBD | [27 empty] | PLO2
PLO2 E | E | [8 empty] | TBD | TBD | TBD | TBD | [27 empty] | PLO2
PLO2 G | G | [8 empty] | TBD | TBD | TBD | TBD | [27 empty] | PLO2
PLO2 H | H | [8 empty] | TBD | TBD | TBD | TBD | [27 empty] | PLO2
PLZ 1 | 1 | [8 empty] | TBD | TBD | TBD | TBD | [27 empty] | PLZ
PLZ 2 | 2 | [8 empty] | TBD | TBD | TBD | TBD | [27 empty] | PLZ
PLZ 3 | 3 | [8 empty] | TBD | TBD | TBD | TBD | [27 empty] | PLZ
PLZ D | D | [8 empty] | TBD | TBD | TBD | TBD | [27 empty] | PLZ
PLZ E | E | [8 empty] | TBD | TBD | TBD | TBD | [27 empty] | PLZ
PLZ F | F | [8 empty] | TBD | TBD | TBD | TBD | [27 empty] | PLZ
PLZ G | G | [8 empty] | TBD | TBD | TBD | TBD | [27 empty] | PLZ
PLZ H | H | [8 empty] | TBD | TBD | TBD | TBD | [27 empty] | PLZ
PLZ I | I | [8 empty] | TBD | TBD | TBD | TBD | [27 empty] | PLZ
PMA 1 | 1 | [8 empty] | TBD | TBD | TBD | TBD | [27 empty] | PMA
PMA 2 | 2 | [8 empty] | TBD | TBD | TBD | TBD | [27 empty] | PMA
PMA 3 | 3 | [8 empty] | TBD | TBD | TBD | TBD | [27 empty] | PMA
PMA D | D | [8 empty] | TBD | TBD | TBD | TBD | [27 empty] | PMA
PMA E | E | [8 empty] | TBD | TBD | TBD | TBD | [27 empty] | PMA
PMA F | F | [8 empty] | TBD | TBD | TBD | TBD | [27 empty] | PMA
PMA G | G | [8 empty] | TBD | TBD | TBD | TBD | [27 empty] | PMA
PMA H | H | [8 empty] | TBD | TBD | TBD | TBD | [27 empty] | PMA
PMA I | I | [8 empty] | TBD | TBD | TBD | TBD | [27 empty] | PMA
PMI 1 | 1 | [8 empty] | TBD | TBD | TBD | TBD | [27 empty] | PMI
PMI 2 | 2 | [8 empty] | TBD | TBD | TBD | TBD | [27 empty] | PMI
PMI 3 | 3 | [8 empty] | TBD | TBD | TBD | TBD | [27 empty] | PMI
PMI D | D | [8 empty] | TBD | TBD | TBD | TBD | [27 empty] | PMI
PMI E | E | [8 empty] | TBD | TBD | TBD | TBD | [27 empty] | PMI
PMI G | G | [8 empty] | TBD | TBD | TBD | TBD | [27 empty] | PMI
PMI H | H | [8 empty] | TBD | TBD | TBD | TBD | [27 empty] | PMI
PMI I | I | RIB5_L | 4BNURIB5G | 7 | -11.0003 | S | -66.0511 | WGS84 | 10 | TBD | TBD | TBD | TBD | - | N/A | N/A | N/A | N/A | N/A | N/A | 4 | 4 | 4 | 2 | 1150 | 19150 | 10000 | 10000 | 80000 | 100 |  |  | 3G | 2G |  | G |  |  |  |  | PMI
PMR 1 | 1 | [8 empty] | TBD | TBD | TBD | TBD | [27 empty] | PMR
PMR 2 | 2 | [8 empty] | TBD | TBD | TBD | TBD | [27 empty] | PMR
PMR 3 | 3 | [8 empty] | TBD | TBD | TBD | TBD | [27 empty] | PMR
PMR D | D | [8 empty] | TBD | TBD | TBD | TBD | [27 empty] | PMR
PMR E | E | [8 empty] | TBD | TBD | TBD | TBD | [27 empty] | PMR
PMR F | F | [8 empty] | TBD | TBD | TBD | TBD | [27 empty] | PMR
PMR G | G | [8 empty] | TBD | TBD | TBD | TBD | [27 empty] | PMR
PMR H | H | [8 empty] | TBD | TBD | TBD | TBD | [27 empty] | PMR
PMR I | I | [8 empty] | TBD | TBD | TBD | TBD | [27 empty] | PMR
PN2 1 | 1 | [8 empty] | TBD | TBD | TBD | TBD | [27 empty] | PN2
PN2 2 | 2 | [8 empty] | TBD | TBD | TBD | TBD | [27 empty] | PN2
PN2 3 | 3 | [8 empty] | TBD | TBD | TBD | TBD | [27 empty] | PN2
PN2 D | D | [8 empty] | TBD | TBD | TBD | TBD | [27 empty] | PN2
PN2 E | E | [8 empty] | TBD | TBD | TBD | TBD | [27 empty] | PN2
PN2 F | F | [8 empty] | TBD | TBD | TBD | TBD | [27 empty] | PN2
PN2 G | G | [8 empty] | TBD | TBD | TBD | TBD | [27 empty] | PN2
PN2 H | H | [8 empty] | TBD | TBD | TBD | TBD | [27 empty] | PN2
PN2 I | I | [8 empty] | TBD | TBD | TBD | TBD | [27 empty] | PN2
PNV 1 | 1 | [8 empty] | TBD | TBD | TBD | TBD | [27 empty] | PNV
PNV 2 | 2 | [8 empty] | TBD | TBD | TBD | TBD | [27 empty] | PNV
PNV 3 | 3 | [8 empty] | TBD | TBD | TBD | TBD | [27 empty] | PNV
PNV D | D | [8 empty] | TBD | TBD | TBD | TBD | [27 empty] | PNV
PNV E | E | [8 empty] | TBD | TBD | TBD | TBD | [27 empty] | PNV
PNV F | F | [8 empty] | TBD | TBD | TBD | TBD | [27 empty] | PNV
PNV G | G | [8 empty] | TBD | TBD | TBD | TBD | [27 empty] | PNV
PNV H | H | [8 empty] | TBD | TBD | TBD | TBD | [27 empty] | PNV
PNV I | I | [8 empty] | TBD | TBD | TBD | TBD | [27 empty] | PNV
POK D | D | [8 empty] | TBD | TBD | TBD | TBD | [27 empty] | POK
POK E | E | [8 empty] | TBD | TBD | TBD | TBD | [27 empty] | POK
POK F | F | [8 empty] | TBD | TBD | TBD | TBD | [27 empty] | POK
POL 1 | 1 | [8 empty] | TBD | TBD | TBD | TBD | [27 empty] | POL
POL 2 | 2 | [8 empty] | TBD | TBD | TBD | TBD | [27 empty] | POL
POL 3 | 3 | [8 empty] | TBD | TBD | TBD | TBD | [27 empty] | POL
POL D | D | [8 empty] | TBD | TBD | TBD | TBD | [27 empty] | POL
POL E | E | [8 empty] | TBD | TBD | TBD | TBD | [27 empty] | POL
POL F | F | [8 empty] | TBD | TBD | TBD | TBD | [27 empty] | POL
POL G | G | [8 empty] | TBD | TBD | TBD | TBD | [27 empty] | POL
POL H | H | [8 empty] | TBD | TBD | TBD | TBD | [27 empty] | POL
POL I | I | [8 empty] | TBD | TBD | TBD | TBD | [27 empty] | POL
POR 1 | 1 | [8 empty] | TBD | TBD | TBD | TBD | [27 empty] | POR
POR 2 | 2 | [8 empty] | TBD | TBD | TBD | TBD | [27 empty] | POR
POR 3 | 3 | [8 empty] | TBD | TBD | TBD | TBD | [27 empty] | POR
POR D | D | [8 empty] | TBD | TBD | TBD | TBD | [27 empty] | POR
POR E | E | [8 empty] | TBD | TBD | TBD | TBD | [27 empty] | POR
POR F | F | [8 empty] | TBD | TBD | TBD | TBD | [27 empty] | POR
POR G | G | [8 empty] | TBD | TBD | TBD | TBD | [27 empty] | POR
POR H | H | [8 empty] | TBD | TBD | TBD | TBD | [27 empty] | POR
POR I | I | [8 empty] | TBD | TBD | TBD | TBD | [27 empty] | POR
POR2 E | E | [8 empty] | TBD | TBD | TBD | TBD | [27 empty] | POR2
POR2 F | F | [8 empty] | TBD | TBD | TBD | TBD | [27 empty] | POR2
POT1 1 | 1 | [8 empty] | TBD | TBD | TBD | TBD | [27 empty] | POT1
POT1 2 | 2 | [8 empty] | TBD | TBD | TBD | TBD | [27 empty] | POT1
POT1 3 | 3 | [8 empty] | TBD | TBD | TBD | TBD | [27 empty] | POT1
POT1 D | D | [8 empty] | TBD | TBD | TBD | TBD | [27 empty] | POT1
POT1 E | E | [8 empty] | TBD | TBD | TBD | TBD | [27 empty] | POT1
POT1 F | F | [8 empty] | TBD | TBD | TBD | TBD | [27 empty] | POT1
POT1 G | G | [8 empty] | TBD | TBD | TBD | TBD | [27 empty] | POT1
POT1 H | H | [8 empty] | TBD | TBD | TBD | TBD | [27 empty] | POT1
POT1 I | I | [8 empty] | TBD | TBD | TBD | TBD | [27 empty] | POT1
POT2 1 | 1 | [8 empty] | TBD | TBD | TBD | TBD | [27 empty] | POT2
POT2 2 | 2 | [8 empty] | TBD | TBD | TBD | TBD | [27 empty] | POT2
POT2 3 | 3 | [8 empty] | TBD | TBD | TBD | TBD | [27 empty] | POT2
POT2 D | D | [8 empty] | TBD | TBD | TBD | TBD | [27 empty] | POT2
POT2 E | E | [8 empty] | TBD | TBD | TBD | TBD | [27 empty] | POT2
POT2 F | F | [8 empty] | TBD | TBD | TBD | TBD | [27 empty] | POT2
POT2 G | G | [8 empty] | TBD | TBD | TBD | TBD | [27 empty] | POT2
POT2 H | H | [8 empty] | TBD | TBD | TBD | TBD | [27 empty] | POT2
POT2 I | I | [8 empty] | TBD | TBD | TBD | TBD | [27 empty] | POT2
POT3 3 | 3 | [8 empty] | TBD | TBD | TBD | TBD | [27 empty] | POT3
POT3 G | G | [8 empty] | TBD | TBD | TBD | TBD | [27 empty] | POT3
POT3 H | H | [8 empty] | TBD | TBD | TBD | TBD | [27 empty] | POT3
POT3 I | I | [8 empty] | TBD | TBD | TBD | TBD | [27 empty] | POT3
POZ 2 | 2 | [8 empty] | TBD | TBD | TBD | TBD | [27 empty] | POZ
POZ 3 | 3 | [8 empty] | TBD | TBD | TBD | TBD | [27 empty] | POZ
POZ D | D | [8 empty] | TBD | TBD | TBD | TBD | [27 empty] | POZ
POZ E | E | [8 empty] | TBD | TBD | TBD | TBD | [27 empty] | POZ
POZ F | F | [8 empty] | TBD | TBD | TBD | TBD | [27 empty] | POZ
POZ H | H | [8 empty] | TBD | TBD | TBD | TBD | [27 empty] | POZ
POZ I | I | [8 empty] | TBD | TBD | TBD | TBD | [27 empty] | POZ
PPO 2 | 2 | [8 empty] | TBD | TBD | TBD | TBD | [27 empty] | PPO
PPO H | H | [8 empty] | TBD | TBD | TBD | TBD | [27 empty] | PPO
PQ2 1 | 1 | [8 empty] | TBD | TBD | TBD | TBD | [27 empty] | PQ2
PQ2 2 | 2 | [8 empty] | TBD | TBD | TBD | TBD | [27 empty] | PQ2
PQ2 E | E | [8 empty] | TBD | TBD | TBD | TBD | [27 empty] | PQ2
PQ2 G | G | [8 empty] | TBD | TBD | TBD | TBD | [27 empty] | PQ2
PQ2 H | H | [8 empty] | TBD | TBD | TBD | TBD | [27 empty] | PQ2
PQ2 I | I | [8 empty] | TBD | TBD | TBD | TBD | [27 empty] | PQ2
PQB 1 | 1 | [8 empty] | TBD | TBD | TBD | TBD | [27 empty] | PQB
PQB D | D | [8 empty] | TBD | TBD | TBD | TBD | [27 empty] | PQB
PQB E | E | [8 empty] | TBD | TBD | TBD | TBD | [27 empty] | PQB
PQB F | F | [8 empty] | TBD | TBD | TBD | TBD | [27 empty] | PQB
PQB G | G | [8 empty] | TBD | TBD | TBD | TBD | [27 empty] | PQB
PQB I | I | [8 empty] | TBD | TBD | TBD | TBD | [27 empty] | PQB
PQI 1 | 1 | [8 empty] | TBD | TBD | TBD | TBD | [27 empty] | PQI
PQI 2 | 2 | [8 empty] | TBD | TBD | TBD | TBD | [27 empty] | PQI
PQI 3 | 3 | [8 empty] | TBD | TBD | TBD | TBD | [27 empty] | PQI
PQI D | D | [8 empty] | TBD | TBD | TBD | TBD | [27 empty] | PQI
PQI E | E | [8 empty] | TBD | TBD | TBD | TBD | [27 empty] | PQI
PQI F | F | [8 empty] | TBD | TBD | TBD | TBD | [27 empty] | PQI
PQI G | G | [8 empty] | TBD | TBD | TBD | TBD | [27 empty] | PQI
PQI H | H | [8 empty] | TBD | TBD | TBD | TBD | [27 empty] | PQI
PQI I | I | [8 empty] | TBD | TBD | TBD | TBD | [27 empty] | PQI
PQI2 1 | 1 | [8 empty] | TBD | TBD | TBD | TBD | [27 empty] | PQI2
PQI2 2 | 2 | [8 empty] | TBD | TBD | TBD | TBD | [27 empty] | PQI2
PQI2 3 | 3 | [8 empty] | TBD | TBD | TBD | TBD | [27 empty] | PQI2
PQI2 D | D | [8 empty] | TBD | TBD | TBD | TBD | [27 empty] | PQI2
PQI2 E | E | [8 empty] | TBD | TBD | TBD | TBD | [27 empty] | PQI2
PQI2 F | F | [8 empty] | TBD | TBD | TBD | TBD | [27 empty] | PQI2
PQI2 G | G | [8 empty] | TBD | TBD | TBD | TBD | [27 empty] | PQI2
PQI2 H | H | [8 empty] | TBD | TBD | TBD | TBD | [27 empty] | PQI2
PQI2 I | I | [8 empty] | TBD | TBD | TBD | TBD | [27 empty] | PQI2
PQM 3 | 3 | [8 empty] | TBD | TBD | TBD | TBD | [27 empty] | PQM
PQM H | H | [8 empty] | TBD | TBD | TBD | TBD | [27 empty] | PQM
PQM I | I | [8 empty] | TBD | TBD | TBD | TBD | [27 empty] | PQM
PRA 1 | 1 | [8 empty] | TBD | TBD | TBD | TBD | [27 empty] | PRA
PRA 2 | 2 | [8 empty] | TBD | TBD | TBD | TBD | [27 empty] | PRA
PRA 3 | 3 | [8 empty] | TBD | TBD | TBD | TBD | [27 empty] | PRA
PRA D | D | [8 empty] | TBD | TBD | TBD | TBD | [27 empty] | PRA
PRA E | E | [8 empty] | TBD | TBD | TBD | TBD | [27 empty] | PRA
PRA F | F | [8 empty] | TBD | TBD | TBD | TBD | [27 empty] | PRA
PRA G | G | [8 empty] | TBD | TBD | TBD | TBD | [27 empty] | PRA
PRA H | H | [8 empty] | TBD | TBD | TBD | TBD | [27 empty] | PRA
PRA I | I | [8 empty] | TBD | TBD | TBD | TBD | [27 empty] | PRA
PRD 3 | 3 | [8 empty] | TBD | TBD | TBD | TBD | [27 empty] | PRD
PRD C | C | [8 empty] | TBD | TBD | TBD | TBD | [27 empty] | PRD
PRD D | D | [8 empty] | TBD | TBD | TBD | TBD | [27 empty] | PRD
PRD E | E | [8 empty] | TBD | TBD | TBD | TBD | [27 empty] | PRD
PRD F | F | PDO_WL | 4SCUPDO-H | [6 empty] | TBD | TBD | TBD | TBD | [27 empty] | PRD
PRD G | G | [8 empty] | TBD | TBD | TBD | TBD | [27 empty] | PRD
PRD H | H | [8 empty] | TBD | TBD | TBD | TBD | [27 empty] | PRD
PRD I | I | [8 empty] | TBD | TBD | TBD | TBD | [27 empty] | PRD
PRD9 D | D | [8 empty] | TBD | TBD | TBD | TBD | [27 empty] | PRD9
PRD9 E | E | [8 empty] | TBD | TBD | TBD | TBD | [27 empty] | PRD9
PRD9 F | F | [8 empty] | TBD | TBD | TBD | TBD | [27 empty] | PRD9
PRI 1 | 1 | [8 empty] | TBD | TBD | TBD | TBD | [27 empty] | PRI
PRI 2 | 2 | [8 empty] | TBD | TBD | TBD | TBD | [27 empty] | PRI
PRI 3 | 3 | [8 empty] | TBD | TBD | TBD | TBD | [27 empty] | PRI
PRI D | D | [8 empty] | TBD | TBD | TBD | TBD | [27 empty] | PRI
PRI E | E | [8 empty] | TBD | TBD | TBD | TBD | [27 empty] | PRI
PRI F | F | [8 empty] | TBD | TBD | TBD | TBD | [27 empty] | PRI
PRI G | G | [8 empty] | TBD | TBD | TBD | TBD | [27 empty] | PRI
PRI H | H | [8 empty] | TBD | TBD | TBD | TBD | [27 empty] | PRI
PRI I | I | [8 empty] | TBD | TBD | TBD | TBD | [27 empty] | PRI
PRI2 D | D | [8 empty] | TBD | TBD | TBD | TBD | [27 empty] | PRI2
PRI2 E | E | [8 empty] | TBD | TBD | TBD | TBD | [27 empty] | PRI2
PRI2 F | F | [8 empty] | TBD | TBD | TBD | TBD | [27 empty] | PRI2
PRO 2 | 2 | [8 empty] | TBD | TBD | TBD | TBD | [27 empty] | PRO
PRO E | E | [8 empty] | TBD | TBD | TBD | TBD | [27 empty] | PRO
PRO H | H | [8 empty] | TBD | TBD | TBD | TBD | [27 empty] | PRO
PSN 2 | 2 | [8 empty] | TBD | TBD | TBD | TBD | [27 empty] | PSN
PSN 3 | 3 | [8 empty] | TBD | TBD | TBD | TBD | [27 empty] | PSN
PSN A | A | [8 empty] | TBD | TBD | TBD | TBD | [27 empty] | PSN
PSN E | E | [8 empty] | TBD | TBD | TBD | TBD | [27 empty] | PSN
PSN F | F | [8 empty] | TBD | TBD | TBD | TBD | [27 empty] | PSN
PSN G | G | [8 empty] | TBD | TBD | TBD | TBD | [27 empty] | PSN
PSN H | H | [8 empty] | TBD | TBD | TBD | TBD | [27 empty] | PSN
PSN I | I | [8 empty] | TBD | TBD | TBD | TBD | [27 empty] | PSN
PTJ 1 | 1 | [8 empty] | TBD | TBD | TBD | TBD | [27 empty] | PTJ
PTJ 3 | 3 | [8 empty] | TBD | TBD | TBD | TBD | [27 empty] | PTJ
PTJ G | G | [8 empty] | TBD | TBD | TBD | TBD | [27 empty] | PTJ
PTJ I | I | [8 empty] | TBD | TBD | TBD | TBD | [27 empty] | PTJ
PTR 1 | 1 | [8 empty] | TBD | TBD | TBD | TBD | [27 empty] | PTR
PTR 3 | 3 | [8 empty] | TBD | TBD | TBD | TBD | [27 empty] | PTR
PTR D | D | [8 empty] | TBD | TBD | TBD | TBD | [27 empty] | PTR
PTR E | E | [8 empty] | TBD | TBD | TBD | TBD | [27 empty] | PTR
PTR F | F | [8 empty] | TBD | TBD | TBD | TBD | [27 empty] | PTR
PTR G | G | [8 empty] | TBD | TBD | TBD | TBD | [27 empty] | PTR
PTR H | H | [8 empty] | TBD | TBD | TBD | TBD | [27 empty] | PTR
PTR I | I | [8 empty] | TBD | TBD | TBD | TBD | [27 empty] | PTR
PTS 3 | 3 | [8 empty] | TBD | TBD | TBD | TBD | [27 empty] | PTS
PTS D | D | [8 empty] | TBD | TBD | TBD | TBD | [27 empty] | PTS
PTS E | E | [8 empty] | TBD | TBD | TBD | TBD | [27 empty] | PTS
PTS F | F | 4SRUPQB- | 4SRUPQB-H | [6 empty] | TBD | TBD | TBD | TBD | [27 empty] | PTS
PTS G | G | [8 empty] | TBD | TBD | TBD | TBD | [27 empty] | PTS
PTS H | H | [8 empty] | TBD | TBD | TBD | TBD | [27 empty] | PTS
PTS I | I | [8 empty] | TBD | TBD | TBD | TBD | [27 empty] | PTS
PUA 2 | 2 | [8 empty] | TBD | TBD | TBD | TBD | [27 empty] | PUA
PUA 3 | 3 | [8 empty] | TBD | TBD | TBD | TBD | [27 empty] | PUA
PUA E | E | [8 empty] | TBD | TBD | TBD | TBD | [27 empty] | PUA
PUA F | F | [8 empty] | TBD | TBD | TBD | TBD | [27 empty] | PUA
PUA H | H | [8 empty] | TBD | TBD | TBD | TBD | [27 empty] | PUA
PUA I | I | [8 empty] | TBD | TBD | TBD | TBD | [27 empty] | PUA
PUA2 1 | 1 | [8 empty] | TBD | TBD | TBD | TBD | [27 empty] | PUA2
PUA2 2 | 2 | [8 empty] | TBD | TBD | TBD | TBD | [27 empty] | PUA2
PUA2 3 | 3 | [8 empty] | TBD | TBD | TBD | TBD | [27 empty] | PUA2
PUA2 D | D | PSN_L | 4SCUPSN-H | [6 empty] | TBD | TBD | TBD | TBD | [27 empty] | PUA2
PUA2 E | E | [8 empty] | TBD | TBD | TBD | TBD | [27 empty] | PUA2
PUA2 F | F | [8 empty] | TBD | TBD | TBD | TBD | [27 empty] | PUA2
PUA2 G | G | [8 empty] | TBD | TBD | TBD | TBD | [27 empty] | PUA2
PUA2 H | H | [8 empty] | TBD | TBD | TBD | TBD | [27 empty] | PUA2
PUA2 I | I | [8 empty] | TBD | TBD | TBD | TBD | [27 empty] | PUA2
PUCE D | D | [8 empty] | TBD | TBD | TBD | TBD | [27 empty] | PUCE
PUCE E | E | [8 empty] | TBD | TBD | TBD | TBD | [27 empty] | PUCE
PUCE F | F | [8 empty] | TBD | TBD | TBD | TBD | [27 empty] | PUCE
PUN 1 | 1 | [8 empty] | TBD | TBD | TBD | TBD | [27 empty] | PUN
PUN 3 | 3 | [8 empty] | TBD | TBD | TBD | TBD | [27 empty] | PUN
PUN D | D | [8 empty] | TBD | TBD | TBD | TBD | [27 empty] | PUN
PUN F | F | [8 empty] | TBD | TBD | TBD | TBD | [27 empty] | PUN
PUN G | G | [8 empty] | TBD | TBD | TBD | TBD | [27 empty] | PUN
PUN I | I | [8 empty] | TBD | TBD | TBD | TBD | [27 empty] | PUN
QJO 1 | 1 | [8 empty] | TBD | TBD | TBD | TBD | [27 empty] | QJO
QJO 2 | 2 | [8 empty] | TBD | TBD | TBD | TBD | [27 empty] | QJO
QJO 3 | 3 | [8 empty] | TBD | TBD | TBD | TBD | [27 empty] | QJO
QJO D | D | [8 empty] | TBD | TBD | TBD | TBD | [27 empty] | QJO
QJO E | E | [8 empty] | TBD | TBD | TBD | TBD | [27 empty] | QJO
QJO F | F | [8 empty] | TBD | TBD | TBD | TBD | [27 empty] | QJO
QJO G | G | [8 empty] | TBD | TBD | TBD | TBD | [27 empty] | QJO
QJO H | H | [8 empty] | TBD | TBD | TBD | TBD | [27 empty] | QJO
QJO I | I | [8 empty] | TBD | TBD | TBD | TBD | [27 empty] | QJO
QUI 1 | 1 | [8 empty] | TBD | TBD | TBD | TBD | [27 empty] | QUI
QUI 2 | 2 | [8 empty] | TBD | TBD | TBD | TBD | [27 empty] | QUI
QUI 3 | 3 | [8 empty] | TBD | TBD | TBD | TBD | [27 empty] | QUI
QUI D | D | [8 empty] | TBD | TBD | TBD | TBD | [27 empty] | QUI
QUI E | E | [8 empty] | TBD | TBD | TBD | TBD | [27 empty] | QUI
QUI F | F | [8 empty] | TBD | TBD | TBD | TBD | [27 empty] | QUI
QUI G | G | [8 empty] | TBD | TBD | TBD | TBD | [27 empty] | QUI
QUI H | H | [8 empty] | TBD | TBD | TBD | TBD | [27 empty] | QUI
QUI I | I | [8 empty] | TBD | TBD | TBD | TBD | [27 empty] | QUI
QUI1 1 | 1 | [8 empty] | TBD | TBD | TBD | TBD | [27 empty] | QUI1
QUI1 2 | 2 | [8 empty] | TBD | TBD | TBD | TBD | [27 empty] | QUI1
QUI1 3 | 3 | [8 empty] | TBD | TBD | TBD | TBD | [27 empty] | QUI1
QUI1 A | A | [8 empty] | TBD | TBD | TBD | TBD | [27 empty] | QUI1
QUI1 B | B | [8 empty] | TBD | TBD | TBD | TBD | [27 empty] | QUI1
QUI1 C | C | [8 empty] | TBD | TBD | TBD | TBD | [27 empty] | QUI1
QUI1 G | G | [8 empty] | TBD | TBD | TBD | TBD | [27 empty] | QUI1
QUI1 H | H | [8 empty] | TBD | TBD | TBD | TBD | [27 empty] | QUI1
QUI1 I | I | [8 empty] | TBD | TBD | TBD | TBD | [27 empty] | QUI1
QUI2 1 | 1 | [8 empty] | TBD | TBD | TBD | TBD | [27 empty] | QUI2
QUI2 2 | 2 | [8 empty] | TBD | TBD | TBD | TBD | [27 empty] | QUI2
QUI2 D | D | [8 empty] | TBD | TBD | TBD | TBD | [27 empty] | QUI2
QUI2 E | E | [8 empty] | TBD | TBD | TBD | TBD | [27 empty] | QUI2
QUI2 F | F | [8 empty] | TBD | TBD | TBD | TBD | [27 empty] | QUI2
QUI2 G | G | [8 empty] | TBD | TBD | TBD | TBD | [27 empty] | QUI2
QUI2 H | H | [8 empty] | TBD | TBD | TBD | TBD | [27 empty] | QUI2
QUI2 I | I | [8 empty] | TBD | TBD | TBD | TBD | [27 empty] | QUI2
R11 G | G | [8 empty] | TBD | TBD | TBD | TBD | [27 empty] | R11
R11 I | I | [8 empty] | TBD | TBD | TBD | TBD | [27 empty] | R11
R21 3 | 3 | [8 empty] | TBD | TBD | TBD | TBD | [27 empty] | R21
R21 F | F | [8 empty] | TBD | TBD | TBD | TBD | [27 empty] | R21
R21 G | G | [8 empty] | TBD | TBD | TBD | TBD | [27 empty] | R21
R21 H | H | [8 empty] | TBD | TBD | TBD | TBD | [27 empty] | R21
R21 I | I | [8 empty] | TBD | TBD | TBD | TBD | [27 empty] | R21
RA2 1 | 1 | [8 empty] | TBD | TBD | TBD | TBD | [27 empty] | RA2
RA2 3 | 3 | [8 empty] | TBD | TBD | TBD | TBD | [27 empty] | RA2
RA2 B | B | [8 empty] | TBD | TBD | TBD | TBD | [27 empty] | RA2
RA2 D | D | [8 empty] | TBD | TBD | TBD | TBD | [27 empty] | RA2
RA2 F | F | [8 empty] | TBD | TBD | TBD | TBD | [27 empty] | RA2
RA2 G | G | [8 empty] | TBD | TBD | TBD | TBD | [27 empty] | RA2
RA2 H | H | [8 empty] | TBD | TBD | TBD | TBD | [27 empty] | RA2
RA2 I | I | [8 empty] | TBD | TBD | TBD | TBD | [27 empty] | RA2
RAF 2 | 2 | [8 empty] | TBD | TBD | TBD | TBD | [27 empty] | RAF
RAF 3 | 3 | [8 empty] | TBD | TBD | TBD | TBD | [27 empty] | RAF
RAF D | D | [8 empty] | TBD | TBD | TBD | TBD | [27 empty] | RAF
RAF E | E | [8 empty] | TBD | TBD | TBD | TBD | [27 empty] | RAF
RAF F | F | [8 empty] | TBD | TBD | TBD | TBD | [27 empty] | RAF
RAF G | G | [8 empty] | TBD | TBD | TBD | TBD | [27 empty] | RAF
RAF H | H | [8 empty] | TBD | TBD | TBD | TBD | [27 empty] | RAF
RAF I | I | [8 empty] | TBD | TBD | TBD | TBD | [27 empty] | RAF
RAM 1 | 1 | [8 empty] | TBD | TBD | TBD | TBD | [27 empty] | RAM
RAM 2 | 2 | [8 empty] | TBD | TBD | TBD | TBD | [27 empty] | RAM
RAM 3 | 3 | [8 empty] | TBD | TBD | TBD | TBD | [27 empty] | RAM
RAM C | C | JNL_L | 4SRUJNL-I | 9 | -19.0332 | S | -65.2502 | WGS84 | 15 | TBD | TBD | TBD | TBD | - | N/A | N/A | N/A | N/A | N/A | N/A | 2 | 2 | 4 | 17 | 5790 | 23790 | 10000 | 10000 | 60000 | 100 |  |  | 3G | 2G |  | A | 5 | 2 | 17 | 54 | RAM
RAM D | D | [8 empty] | TBD | TBD | TBD | TBD | [27 empty] | RAM
RAM E | E | [8 empty] | TBD | TBD | TBD | TBD | [27 empty] | RAM
RAM F | F | [8 empty] | TBD | TBD | TBD | TBD | [27 empty] | RAM
RAM G | G | [8 empty] | TBD | TBD | TBD | TBD | [27 empty] | RAM
RAM H | H | [8 empty] | TBD | TBD | TBD | TBD | [27 empty] | RAM
RAM I | I | [8 empty] | TBD | TBD | TBD | TBD | [27 empty] | RAM
RAQ 1 | 1 | [8 empty] | TBD | TBD | TBD | TBD | [27 empty] | RAQ
RAQ 2 | 2 | [8 empty] | TBD | TBD | TBD | TBD | [27 empty] | RAQ
RAQ A | A | PLB_L | 4TJUPLB-G | 7 | -22.0072 | S | -63.6816 | WGS84 | 15 | TBD | TBD | TBD | TBD | - | N/A | N/A | N/A | N/A | N/A | N/A | 4 | 2 | 4 | 2 | 1150 | 19150 | 10000 | 10000 | 80000 | 100 |  |  | 3G | 2G |  | B | 24 | 0 | 72 | 119 | RAQ
RAQ B | B | [8 empty] | TBD | TBD | TBD | TBD | [27 empty] | RAQ
RAQ E | E | [8 empty] | TBD | TBD | TBD | TBD | [27 empty] | RAQ
RAQ H | H | [8 empty] | TBD | TBD | TBD | TBD | [27 empty] | RAQ
RAQ I | I | [8 empty] | TBD | TBD | TBD | TBD | [27 empty] | RAQ
RCR 1 | 1 | [8 empty] | TBD | TBD | TBD | TBD | [27 empty] | RCR
RCR 2 | 2 | [8 empty] | TBD | TBD | TBD | TBD | [27 empty] | RCR
RCR 3 | 3 | [8 empty] | TBD | TBD | TBD | TBD | [27 empty] | RCR
RCR D | D | [8 empty] | TBD | TBD | TBD | TBD | [27 empty] | RCR
RCR E | E | [8 empty] | TBD | TBD | TBD | TBD | [27 empty] | RCR
RCR F | F | [8 empty] | TBD | TBD | TBD | TBD | [27 empty] | RCR
RCR G | G | [8 empty] | TBD | TBD | TBD | TBD | [27 empty] | RCR
RCR H | H | [8 empty] | TBD | TBD | TBD | TBD | [27 empty] | RCR
RCR I | I | [8 empty] | TBD | TBD | TBD | TBD | [27 empty] | RCR
REC 1 | 1 | [8 empty] | TBD | TBD | TBD | TBD | [27 empty] | REC
REC 2 | 2 | [8 empty] | TBD | TBD | TBD | TBD | [27 empty] | REC
REC 3 | 3 | [8 empty] | TBD | TBD | TBD | TBD | [27 empty] | REC
REC D | D | [8 empty] | TBD | TBD | TBD | TBD | [27 empty] | REC
REC E | E | [8 empty] | TBD | TBD | TBD | TBD | [27 empty] | REC
REC F | F | [8 empty] | TBD | TBD | TBD | TBD | [27 empty] | REC
REC G | G | [8 empty] | TBD | TBD | TBD | TBD | [27 empty] | REC
REC H | H | [8 empty] | TBD | TBD | TBD | TBD | [27 empty] | REC
REC I | I | [8 empty] | TBD | TBD | TBD | TBD | [27 empty] | REC
RED D | D | [8 empty] | TBD | TBD | TBD | TBD | [27 empty] | RED
RED E | E | [8 empty] | TBD | TBD | TBD | TBD | [27 empty] | RED
RED F | F | [8 empty] | TBD | TBD | TBD | TBD | [27 empty] | RED
REF 1 | 1 | [8 empty] | TBD | TBD | TBD | TBD | [27 empty] | REF
REF 2 | 2 | [8 empty] | TBD | TBD | TBD | TBD | [27 empty] | REF
REF 3 | 3 | [8 empty] | TBD | TBD | TBD | TBD | [27 empty] | REF
REF D | D | [8 empty] | TBD | TBD | TBD | TBD | [27 empty] | REF
REF E | E | [8 empty] | TBD | TBD | TBD | TBD | [27 empty] | REF
REF F | F | [8 empty] | TBD | TBD | TBD | TBD | [27 empty] | REF
REF G | G | [8 empty] | TBD | TBD | TBD | TBD | [27 empty] | REF
REF H | H | [8 empty] | TBD | TBD | TBD | TBD | [27 empty] | REF
REF I | I | [8 empty] | TBD | TBD | TBD | TBD | [27 empty] | REF
RFO D | D | [8 empty] | TBD | TBD | TBD | TBD | [27 empty] | RFO
RFO E | E | [8 empty] | TBD | TBD | TBD | TBD | [27 empty] | RFO
RFO F | F | [8 empty] | TBD | TBD | TBD | TBD | [27 empty] | RFO
RI3 2 | 2 | [8 empty] | TBD | TBD | TBD | TBD | [27 empty] | RI3
RI3 3 | 3 | [8 empty] | TBD | TBD | TBD | TBD | [27 empty] | RI3
RI3 E | E | [8 empty] | TBD | TBD | TBD | TBD | [27 empty] | RI3
RI3 F | F | [8 empty] | TBD | TBD | TBD | TBD | [27 empty] | RI3
RI3 H | H | [8 empty] | TBD | TBD | TBD | TBD | [27 empty] | RI3
RI3 I | I | [8 empty] | TBD | TBD | TBD | TBD | [27 empty] | RI3
RIB 1 | 1 | [8 empty] | TBD | TBD | TBD | TBD | [27 empty] | RIB
RIB 2 | 2 | [8 empty] | TBD | TBD | TBD | TBD | [27 empty] | RIB
RIB D | D | [8 empty] | TBD | TBD | TBD | TBD | [27 empty] | RIB
RIB E | E | [8 empty] | TBD | TBD | TBD | TBD | [27 empty] | RIB
RIB F | F | R11_WL | 4BNUR11-F | [6 empty] | TBD | TBD | TBD | TBD | [27 empty] | RIB
RIB G | G | [8 empty] | TBD | TBD | TBD | TBD | [27 empty] | RIB
RIB H | H | [8 empty] | TBD | TBD | TBD | TBD | [27 empty] | RIB
RIB2 1 | 1 | [8 empty] | TBD | TBD | TBD | TBD | [27 empty] | RIB2
RIB2 2 | 2 | [8 empty] | TBD | TBD | TBD | TBD | [27 empty] | RIB2
RIB2 D | D | R11_WL | 4BNUR11-D | [6 empty] | TBD | TBD | TBD | TBD | [27 empty] | RIB2
RIB2 E | E | R11_WL | 4BNUR11-E | [6 empty] | TBD | TBD | TBD | TBD | [27 empty] | RIB2
RIB6 1 | 1 | [8 empty] | TBD | TBD | TBD | TBD | [27 empty] | RIB6
RIB6 A | A | [8 empty] | TBD | TBD | TBD | TBD | [27 empty] | RIB6
RIB6 D | D | [8 empty] | TBD | TBD | TBD | TBD | [27 empty] | RIB6
RIB6 E | E | [8 empty] | TBD | TBD | TBD | TBD | [27 empty] | RIB6
RIB6 H | H | [8 empty] | TBD | TBD | TBD | TBD | [27 empty] | RIB6
RIO 1 | 1 | [8 empty] | TBD | TBD | TBD | TBD | [27 empty] | RIO
RIO 2 | 2 | [8 empty] | TBD | TBD | TBD | TBD | [27 empty] | RIO
RIO 3 | 3 | [8 empty] | TBD | TBD | TBD | TBD | [27 empty] | RIO
RIO D | D | [8 empty] | TBD | TBD | TBD | TBD | [27 empty] | RIO
RIO E | E | [8 empty] | TBD | TBD | TBD | TBD | [27 empty] | RIO
RIO F | F | [8 empty] | TBD | TBD | TBD | TBD | [27 empty] | RIO
RIO G | G | [8 empty] | TBD | TBD | TBD | TBD | [27 empty] | RIO
RIO H | H | [8 empty] | TBD | TBD | TBD | TBD | [27 empty] | RIO
RIO I | I | [8 empty] | TBD | TBD | TBD | TBD | [27 empty] | RIO
RMN 1 | 1 | [8 empty] | TBD | TBD | TBD | TBD | [27 empty] | RMN
RMN 2 | 2 | [8 empty] | TBD | TBD | TBD | TBD | [27 empty] | RMN
RMN 3 | 3 | [8 empty] | TBD | TBD | TBD | TBD | [27 empty] | RMN
RMN D | D | [8 empty] | TBD | TBD | TBD | TBD | [27 empty] | RMN
RMN E | E | [8 empty] | TBD | TBD | TBD | TBD | [27 empty] | RMN
RMN F | F | [8 empty] | TBD | TBD | TBD | TBD | [27 empty] | RMN
RMN G | G | [8 empty] | TBD | TBD | TBD | TBD | [27 empty] | RMN
RMN H | H | [8 empty] | TBD | TBD | TBD | TBD | [27 empty] | RMN
RMN I | I | [8 empty] | TBD | TBD | TBD | TBD | [27 empty] | RMN
ROB 1 | 1 | [8 empty] | TBD | TBD | TBD | TBD | [27 empty] | ROB
ROB D | D | [8 empty] | TBD | TBD | TBD | TBD | [27 empty] | ROB
ROB G | G | [8 empty] | TBD | TBD | TBD | TBD | [27 empty] | ROB
ROC 1 | 1 | [8 empty] | TBD | TBD | TBD | TBD | [27 empty] | ROC
ROC D | D | [8 empty] | TBD | TBD | TBD | TBD | [27 empty] | ROC
ROC E | E | [8 empty] | TBD | TBD | TBD | TBD | [27 empty] | ROC
ROC F | F | [8 empty] | TBD | TBD | TBD | TBD | [27 empty] | ROC
ROC G | G | [8 empty] | TBD | TBD | TBD | TBD | [27 empty] | ROC
ROC H | H | [8 empty] | TBD | TBD | TBD | TBD | [27 empty] | ROC
ROC I | I | [8 empty] | TBD | TBD | TBD | TBD | [27 empty] | ROC
RTO 1 | 1 | [8 empty] | TBD | TBD | TBD | TBD | [27 empty] | RTO
RTO 2 | 2 | [8 empty] | TBD | TBD | TBD | TBD | [27 empty] | RTO
RTO 3 | 3 | [8 empty] | TBD | TBD | TBD | TBD | [27 empty] | RTO
RTO D | D | [8 empty] | TBD | TBD | TBD | TBD | [27 empty] | RTO
RTO E | E | [8 empty] | TBD | TBD | TBD | TBD | [27 empty] | RTO
RTO F | F | [8 empty] | TBD | TBD | TBD | TBD | [27 empty] | RTO
RTO G | G | [8 empty] | TBD | TBD | TBD | TBD | [27 empty] | RTO
RTO H | H | [8 empty] | TBD | TBD | TBD | TBD | [27 empty] | RTO
RTO I | I | [8 empty] | TBD | TBD | TBD | TBD | [27 empty] | RTO
SAB D | D | [8 empty] | TBD | TBD | TBD | TBD | [27 empty] | SAB
SAB F | F | [8 empty] | TBD | TBD | TBD | TBD | [27 empty] | SAB
SAB G | G | [8 empty] | TBD | TBD | TBD | TBD | [27 empty] | SAB
SAB I | I | [8 empty] | TBD | TBD | TBD | TBD | [27 empty] | SAB
SAC 1 | 1 | [8 empty] | TBD | TBD | TBD | TBD | [27 empty] | SAC
SAC 2 | 2 | [8 empty] | TBD | TBD | TBD | TBD | [27 empty] | SAC
SAC 3 | 3 | [8 empty] | TBD | TBD | TBD | TBD | [27 empty] | SAC
SAC D | D | [8 empty] | TBD | TBD | TBD | TBD | [27 empty] | SAC
SAC E | E | [8 empty] | TBD | TBD | TBD | TBD | [27 empty] | SAC
SAC F | F | [8 empty] | TBD | TBD | TBD | TBD | [27 empty] | SAC
SAC G | G | [8 empty] | TBD | TBD | TBD | TBD | [27 empty] | SAC
SAC H | H | [8 empty] | TBD | TBD | TBD | TBD | [27 empty] | SAC
SAC I | I | [8 empty] | TBD | TBD | TBD | TBD | [27 empty] | SAC
SAC2 1 | 1 | [8 empty] | TBD | TBD | TBD | TBD | [27 empty] | SAC2
SAC2 3 | 3 | [8 empty] | TBD | TBD | TBD | TBD | [27 empty] | SAC2
SAC2 D | D | [8 empty] | TBD | TBD | TBD | TBD | [27 empty] | SAC2
SAC2 F | F | [8 empty] | TBD | TBD | TBD | TBD | [27 empty] | SAC2
SAC2 G | G | [8 empty] | TBD | TBD | TBD | TBD | [27 empty] | SAC2
SAC2 H | H | [8 empty] | TBD | TBD | TBD | TBD | [27 empty] | SAC2
SAC2 I | I | [8 empty] | TBD | TBD | TBD | TBD | [27 empty] | SAC2
SAD D | D | [8 empty] | TBD | TBD | TBD | TBD | [27 empty] | SAD
SAD E | E | [8 empty] | TBD | TBD | TBD | TBD | [27 empty] | SAD
SAD F | F | [8 empty] | TBD | TBD | TBD | TBD | [27 empty] | SAD
SAD H | H | [8 empty] | TBD | TBD | TBD | TBD | [27 empty] | SAD
SAD I | I | [8 empty] | TBD | TBD | TBD | TBD | [27 empty] | SAD
SAG 1 | 1 | [8 empty] | TBD | TBD | TBD | TBD | [27 empty] | SAG
SAG 2 | 2 | [8 empty] | TBD | TBD | TBD | TBD | [27 empty] | SAG
SAG 3 | 3 | [8 empty] | TBD | TBD | TBD | TBD | [27 empty] | SAG
SAG D | D | [8 empty] | TBD | TBD | TBD | TBD | [27 empty] | SAG
SAG E | E | [8 empty] | TBD | TBD | TBD | TBD | [27 empty] | SAG
SAG F | F | [8 empty] | TBD | TBD | TBD | TBD | [27 empty] | SAG
SAG G | G | [8 empty] | TBD | TBD | TBD | TBD | [27 empty] | SAG
SAG H | H | [8 empty] | TBD | TBD | TBD | TBD | [27 empty] | SAG
SAG I | I | [8 empty] | TBD | TBD | TBD | TBD | [27 empty] | SAG
SAL 1 | 1 | [8 empty] | TBD | TBD | TBD | TBD | [27 empty] | SAL
SAL 2 | 2 | [8 empty] | TBD | TBD | TBD | TBD | [27 empty] | SAL
SAL 3 | 3 | [8 empty] | TBD | TBD | TBD | TBD | [27 empty] | SAL
SAL D | D | [8 empty] | TBD | TBD | TBD | TBD | [27 empty] | SAL
SAL E | E | [8 empty] | TBD | TBD | TBD | TBD | [27 empty] | SAL
SAL F | F | [8 empty] | TBD | TBD | TBD | TBD | [27 empty] | SAL
SAL G | G | [8 empty] | TBD | TBD | TBD | TBD | [27 empty] | SAL
SAL H | H | [8 empty] | TBD | TBD | TBD | TBD | [27 empty] | SAL
SAL I | I | [8 empty] | TBD | TBD | TBD | TBD | [27 empty] | SAL
SAN 1 | 1 | [8 empty] | TBD | TBD | TBD | TBD | [27 empty] | SAN
SAN 2 | 2 | [8 empty] | TBD | TBD | TBD | TBD | [27 empty] | SAN
SAN 3 | 3 | [8 empty] | TBD | TBD | TBD | TBD | [27 empty] | SAN
SAN D | D | [8 empty] | TBD | TBD | TBD | TBD | [27 empty] | SAN
SAN E | E | [8 empty] | TBD | TBD | TBD | TBD | [27 empty] | SAN
SAN F | F | [8 empty] | TBD | TBD | TBD | TBD | [27 empty] | SAN
SAN G | G | [8 empty] | TBD | TBD | TBD | TBD | [27 empty] | SAN
SAN H | H | [8 empty] | TBD | TBD | TBD | TBD | [27 empty] | SAN
SAN I | I | [8 empty] | TBD | TBD | TBD | TBD | [27 empty] | SAN
SAO 1 | 1 | [8 empty] | TBD | TBD | TBD | TBD | [27 empty] | SAO
SAO 2 | 2 | [8 empty] | TBD | TBD | TBD | TBD | [27 empty] | SAO
SAO 3 | 3 | [8 empty] | TBD | TBD | TBD | TBD | [27 empty] | SAO
SAO D | D | [8 empty] | TBD | TBD | TBD | TBD | [27 empty] | SAO
SAO F | F | [8 empty] | TBD | TBD | TBD | TBD | [27 empty] | SAO
SAO G | G | [8 empty] | TBD | TBD | TBD | TBD | [27 empty] | SAO
SAO H | H | [8 empty] | TBD | TBD | TBD | TBD | [27 empty] | SAO
SAO I | I | [8 empty] | TBD | TBD | TBD | TBD | [27 empty] | SAO
SAT 1 | 1 | [8 empty] | TBD | TBD | TBD | TBD | [27 empty] | SAT
SAT 3 | 3 | [8 empty] | TBD | TBD | TBD | TBD | [27 empty] | SAT
SAT D | D | [8 empty] | TBD | TBD | TBD | TBD | [27 empty] | SAT
SAT G | G | [8 empty] | TBD | TBD | TBD | TBD | [27 empty] | SAT
SAT2 1 | 1 | [8 empty] | TBD | TBD | TBD | TBD | [27 empty] | SAT2
SAT2 2 | 2 | [8 empty] | TBD | TBD | TBD | TBD | [27 empty] | SAT2
SAT2 3 | 3 | [8 empty] | TBD | TBD | TBD | TBD | [27 empty] | SAT2
SAT2 D | D | [8 empty] | TBD | TBD | TBD | TBD | [27 empty] | SAT2
SAT2 E | E | [8 empty] | TBD | TBD | TBD | TBD | [27 empty] | SAT2
SAT2 F | F | [8 empty] | TBD | TBD | TBD | TBD | [27 empty] | SAT2
SAT2 G | G | [8 empty] | TBD | TBD | TBD | TBD | [27 empty] | SAT2
SAT2 H | H | [8 empty] | TBD | TBD | TBD | TBD | [27 empty] | SAT2
SAT2 I | I | [8 empty] | TBD | TBD | TBD | TBD | [27 empty] | SAT2
SAV 1 | 1 | [8 empty] | TBD | TBD | TBD | TBD | [27 empty] | SAV
SAV D | D | [8 empty] | TBD | TBD | TBD | TBD | [27 empty] | SAV
SAV E | E | [8 empty] | TBD | TBD | TBD | TBD | [27 empty] | SAV
SAV F | F | [8 empty] | TBD | TBD | TBD | TBD | [27 empty] | SAV
SAV G | G | [8 empty] | TBD | TBD | TBD | TBD | [27 empty] | SAV
SAV H | H | [8 empty] | TBD | TBD | TBD | TBD | [27 empty] | SAV
SAV I | I | [8 empty] | TBD | TBD | TBD | TBD | [27 empty] | SAV
SBN F | F | [8 empty] | TBD | TBD | TBD | TBD | [27 empty] | SBN
SBN I | I | [8 empty] | TBD | TBD | TBD | TBD | [27 empty] | SBN
SCR2 1 | 1 | [8 empty] | TBD | TBD | TBD | TBD | [27 empty] | SCR2
SCR2 2 | 2 | [8 empty] | TBD | TBD | TBD | TBD | [27 empty] | SCR2
SCR2 3 | 3 | [8 empty] | TBD | TBD | TBD | TBD | [27 empty] | SCR2
SCR2 D | D | [8 empty] | TBD | TBD | TBD | TBD | [27 empty] | SCR2
SCR2 E | E | [8 empty] | TBD | TBD | TBD | TBD | [27 empty] | SCR2
SCR2 F | F | [8 empty] | TBD | TBD | TBD | TBD | [27 empty] | SCR2
SCR2 G | G | [8 empty] | TBD | TBD | TBD | TBD | [27 empty] | SCR2
SCR2 H | H | [8 empty] | TBD | TBD | TBD | TBD | [27 empty] | SCR2
SCR2 I | I | [8 empty] | TBD | TBD | TBD | TBD | [27 empty] | SCR2
SCR4 1 | 1 | [8 empty] | TBD | TBD | TBD | TBD | [27 empty] | SCR4
SCR4 2 | 2 | [8 empty] | TBD | TBD | TBD | TBD | [27 empty] | SCR4
SCR4 3 | 3 | [8 empty] | TBD | TBD | TBD | TBD | [27 empty] | SCR4
SCR4 D | D | [8 empty] | TBD | TBD | TBD | TBD | [27 empty] | SCR4
SCR4 E | E | [8 empty] | TBD | TBD | TBD | TBD | [27 empty] | SCR4
SCR4 F | F | [8 empty] | TBD | TBD | TBD | TBD | [27 empty] | SCR4
SCR4 G | G | [8 empty] | TBD | TBD | TBD | TBD | [27 empty] | SCR4
SCR4 H | H | [8 empty] | TBD | TBD | TBD | TBD | [27 empty] | SCR4
SCR4 I | I | [8 empty] | TBD | TBD | TBD | TBD | [27 empty] | SCR4
SET 2 | 2 | [8 empty] | TBD | TBD | TBD | TBD | [27 empty] | SET
SET 3 | 3 | [8 empty] | TBD | TBD | TBD | TBD | [27 empty] | SET
SET D | D | [8 empty] | TBD | TBD | TBD | TBD | [27 empty] | SET
SET E | E | [8 empty] | TBD | TBD | TBD | TBD | [27 empty] | SET
SET F | F | [8 empty] | TBD | TBD | TBD | TBD | [27 empty] | SET
SET G | G | [8 empty] | TBD | TBD | TBD | TBD | [27 empty] | SET
SET H | H | [8 empty] | TBD | TBD | TBD | TBD | [27 empty] | SET
SET I | I | [8 empty] | TBD | TBD | TBD | TBD | [27 empty] | SET
SEV 1 | 1 | [8 empty] | TBD | TBD | TBD | TBD | [27 empty] | SEV
SEV 2 | 2 | [8 empty] | TBD | TBD | TBD | TBD | [27 empty] | SEV
SEV 3 | 3 | [8 empty] | TBD | TBD | TBD | TBD | [27 empty] | SEV
SEV A | A | [8 empty] | TBD | TBD | TBD | TBD | [27 empty] | SEV
SEV B | B | [8 empty] | TBD | TBD | TBD | TBD | [27 empty] | SEV
SEV D | D | [8 empty] | TBD | TBD | TBD | TBD | [27 empty] | SEV
SEV E | E | [8 empty] | TBD | TBD | TBD | TBD | [27 empty] | SEV
SEV F | F | [8 empty] | TBD | TBD | TBD | TBD | [27 empty] | SEV
SEV G | G | [8 empty] | TBD | TBD | TBD | TBD | [27 empty] | SEV
SEV H | H | [8 empty] | TBD | TBD | TBD | TBD | [27 empty] | SEV
SEV I | I | [8 empty] | TBD | TBD | TBD | TBD | [27 empty] | SEV
SFY 1 | 1 | [8 empty] | TBD | TBD | TBD | TBD | [27 empty] | SFY
SFY D | D | [8 empty] | TBD | TBD | TBD | TBD | [27 empty] | SFY
SFY E | E | RIB8_L | 4BNURIB8G | [6 empty] | TBD | TBD | TBD | TBD | [27 empty] | SFY
SFY F | F | [8 empty] | TBD | TBD | TBD | TBD | [27 empty] | SFY
SFY G | G | [8 empty] | TBD | TBD | TBD | TBD | [27 empty] | SFY
SGL G | G | [8 empty] | TBD | TBD | TBD | TBD | [27 empty] | SGL
SGL I | I | [8 empty] | TBD | TBD | TBD | TBD | [27 empty] | SGL
SGZ 2 | 2 | [8 empty] | TBD | TBD | TBD | TBD | [27 empty] | SGZ
SGZ 3 | 3 | [8 empty] | TBD | TBD | TBD | TBD | [27 empty] | SGZ
SGZ D | D | [8 empty] | TBD | TBD | TBD | TBD | [27 empty] | SGZ
SGZ E | E | [8 empty] | TBD | TBD | TBD | TBD | [27 empty] | SGZ
SGZ F | F | [8 empty] | TBD | TBD | TBD | TBD | [27 empty] | SGZ
SGZ G | G | [8 empty] | TBD | TBD | TBD | TBD | [27 empty] | SGZ
SGZ H | H | [8 empty] | TBD | TBD | TBD | TBD | [27 empty] | SGZ
SGZ I | I | [8 empty] | TBD | TBD | TBD | TBD | [27 empty] | SGZ
SHU D | D | [8 empty] | TBD | TBD | TBD | TBD | [27 empty] | SHU
SHU E | E | [8 empty] | TBD | TBD | TBD | TBD | [27 empty] | SHU
SHU F | F | [8 empty] | TBD | TBD | TBD | TBD | [27 empty] | SHU
SIM 2 | 2 | [8 empty] | TBD | TBD | TBD | TBD | [27 empty] | SIM
SIM 3 | 3 | [8 empty] | TBD | TBD | TBD | TBD | [27 empty] | SIM
SIM F | F | [8 empty] | TBD | TBD | TBD | TBD | [27 empty] | SIM
SIM G | G | [8 empty] | TBD | TBD | TBD | TBD | [27 empty] | SIM
SIM I | I | [8 empty] | TBD | TBD | TBD | TBD | [27 empty] | SIM
SIP 1 | 1 | [8 empty] | TBD | TBD | TBD | TBD | [27 empty] | SIP
SIP 2 | 2 | [8 empty] | TBD | TBD | TBD | TBD | [27 empty] | SIP
SIP 3 | 3 | [8 empty] | TBD | TBD | TBD | TBD | [27 empty] | SIP
SIP D | D | [8 empty] | TBD | TBD | TBD | TBD | [27 empty] | SIP
SIP E | E | [8 empty] | TBD | TBD | TBD | TBD | [27 empty] | SIP
SIP F | F | [8 empty] | TBD | TBD | TBD | TBD | [27 empty] | SIP
SIP G | G | [8 empty] | TBD | TBD | TBD | TBD | [27 empty] | SIP
SIP H | H | [8 empty] | TBD | TBD | TBD | TBD | [27 empty] | SIP
SIP I | I | [8 empty] | TBD | TBD | TBD | TBD | [27 empty] | SIP
SIP2 1 | 1 | [8 empty] | TBD | TBD | TBD | TBD | [27 empty] | SIP2
SIP2 2 | 2 | [8 empty] | TBD | TBD | TBD | TBD | [27 empty] | SIP2
SIP2 3 | 3 | [8 empty] | TBD | TBD | TBD | TBD | [27 empty] | SIP2
SIP2 A | A | [8 empty] | TBD | TBD | TBD | TBD | [27 empty] | SIP2
SIP2 B | B | [8 empty] | TBD | TBD | TBD | TBD | [27 empty] | SIP2
SIP2 C | C | [8 empty] | TBD | TBD | TBD | TBD | [27 empty] | SIP2
SIP2 D | D | [8 empty] | TBD | TBD | TBD | TBD | [27 empty] | SIP2
SIP2 E | E | [8 empty] | TBD | TBD | TBD | TBD | [27 empty] | SIP2
SIP2 F | F | [8 empty] | TBD | TBD | TBD | TBD | [27 empty] | SIP2
SIV 1 | 1 | [8 empty] | TBD | TBD | TBD | TBD | [27 empty] | SIV
SIV 2 | 2 | [8 empty] | TBD | TBD | TBD | TBD | [27 empty] | SIV
SIV 3 | 3 | [8 empty] | TBD | TBD | TBD | TBD | [27 empty] | SIV
SIV D | D | [8 empty] | TBD | TBD | TBD | TBD | [27 empty] | SIV
SIV E | E | [8 empty] | TBD | TBD | TBD | TBD | [27 empty] | SIV
SIV F | F | [8 empty] | TBD | TBD | TBD | TBD | [27 empty] | SIV
SIV G | G | [8 empty] | TBD | TBD | TBD | TBD | [27 empty] | SIV
SIV H | H | [8 empty] | TBD | TBD | TBD | TBD | [27 empty] | SIV
SIV I | I | [8 empty] | TBD | TBD | TBD | TBD | [27 empty] | SIV
SJA 1 | 1 | [8 empty] | TBD | TBD | TBD | TBD | [27 empty] | SJA
SJA 2 | 2 | [8 empty] | TBD | TBD | TBD | TBD | [27 empty] | SJA
SJA D | D | [8 empty] | TBD | TBD | TBD | TBD | [27 empty] | SJA
SJA G | G | [8 empty] | TBD | TBD | TBD | TBD | [27 empty] | SJA
SJA I | I | [8 empty] | TBD | TBD | TBD | TBD | [27 empty] | SJA
SJE 1 | 1 | [8 empty] | TBD | TBD | TBD | TBD | [27 empty] | SJE
SJE D | D | [8 empty] | TBD | TBD | TBD | TBD | [27 empty] | SJE
SJE E | E | [8 empty] | TBD | TBD | TBD | TBD | [27 empty] | SJE
SJE H | H | [8 empty] | TBD | TBD | TBD | TBD | [27 empty] | SJE
SJE I | I | [8 empty] | TBD | TBD | TBD | TBD | [27 empty] | SJE
SJM 1 | 1 | [8 empty] | TBD | TBD | TBD | TBD | [27 empty] | SJM
SJM 2 | 2 | [8 empty] | TBD | TBD | TBD | TBD | [27 empty] | SJM
SJM 3 | 3 | [8 empty] | TBD | TBD | TBD | TBD | [27 empty] | SJM
SJM D | D | [8 empty] | TBD | TBD | TBD | TBD | [27 empty] | SJM
SJM E | E | [8 empty] | TBD | TBD | TBD | TBD | [27 empty] | SJM
SJM G | G | [8 empty] | TBD | TBD | TBD | TBD | [27 empty] | SJM
SJM H | H | [8 empty] | TBD | TBD | TBD | TBD | [27 empty] | SJM
SJO 3 | 3 | [8 empty] | TBD | TBD | TBD | TBD | [27 empty] | SJO
SJO E | E | [8 empty] | TBD | TBD | TBD | TBD | [27 empty] | SJO
SJO F | F | [8 empty] | TBD | TBD | TBD | TBD | [27 empty] | SJO
SJO H | H | [8 empty] | TBD | TBD | TBD | TBD | [27 empty] | SJO
SJO I | I | [8 empty] | TBD | TBD | TBD | TBD | [27 empty] | SJO
SM2 H | H | [8 empty] | TBD | TBD | TBD | TBD | [27 empty] | SM2
SM2 I | I | [8 empty] | TBD | TBD | TBD | TBD | [27 empty] | SM2
SMR 1 | 1 | [8 empty] | TBD | TBD | TBD | TBD | [27 empty] | SMR
SMR 2 | 2 | [8 empty] | TBD | TBD | TBD | TBD | [27 empty] | SMR
SMR 3 | 3 | [8 empty] | TBD | TBD | TBD | TBD | [27 empty] | SMR
SMR D | D | [8 empty] | TBD | TBD | TBD | TBD | [27 empty] | SMR
SMR E | E | [8 empty] | TBD | TBD | TBD | TBD | [27 empty] | SMR
SMR F | F | [8 empty] | TBD | TBD | TBD | TBD | [27 empty] | SMR
SMR G | G | [8 empty] | TBD | TBD | TBD | TBD | [27 empty] | SMR
SMR H | H | [8 empty] | TBD | TBD | TBD | TBD | [27 empty] | SMR
SMR I | I | [8 empty] | TBD | TBD | TBD | TBD | [27 empty] | SMR
SOF 1 | 1 | [8 empty] | TBD | TBD | TBD | TBD | [27 empty] | SOF
SOF 2 | 2 | [8 empty] | TBD | TBD | TBD | TBD | [27 empty] | SOF
SOF A | A | [8 empty] | TBD | TBD | TBD | TBD | [27 empty] | SOF
SOF B | B | [8 empty] | TBD | TBD | TBD | TBD | [27 empty] | SOF
SOF G | G | [8 empty] | TBD | TBD | TBD | TBD | [27 empty] | SOF
SOF H | H | [8 empty] | TBD | TBD | TBD | TBD | [27 empty] | SOF
SOF I | I | [8 empty] | TBD | TBD | TBD | TBD | [27 empty] | SOF
SOK 1 | 1 | [8 empty] | TBD | TBD | TBD | TBD | [27 empty] | SOK
SOK 2 | 2 | [8 empty] | TBD | TBD | TBD | TBD | [27 empty] | SOK
SOK 3 | 3 | [8 empty] | TBD | TBD | TBD | TBD | [27 empty] | SOK
SOK D | D | [8 empty] | TBD | TBD | TBD | TBD | [27 empty] | SOK
SOK E | E | [8 empty] | TBD | TBD | TBD | TBD | [27 empty] | SOK
SOK G | G | [8 empty] | TBD | TBD | TBD | TBD | [27 empty] | SOK
SOK H | H | [8 empty] | TBD | TBD | TBD | TBD | [27 empty] | SOK
SOK I | I | [8 empty] | TBD | TBD | TBD | TBD | [27 empty] | SOK
SON 1 | 1 | [8 empty] | TBD | TBD | TBD | TBD | [27 empty] | SON
SON 2 | 2 | [8 empty] | TBD | TBD | TBD | TBD | [27 empty] | SON
SON D | D | [8 empty] | TBD | TBD | TBD | TBD | [27 empty] | SON
SON G | G | [8 empty] | TBD | TBD | TBD | TBD | [27 empty] | SON
SON H | H | [8 empty] | TBD | TBD | TBD | TBD | [27 empty] | SON
SON I | I | [8 empty] | TBD | TBD | TBD | TBD | [27 empty] | SON
SPA 3 | 3 | [8 empty] | TBD | TBD | TBD | TBD | [27 empty] | SPA
SPA C | C | [8 empty] | TBD | TBD | TBD | TBD | [27 empty] | SPA
SPA E | E | [8 empty] | TBD | TBD | TBD | TBD | [27 empty] | SPA
SPA F | F | [8 empty] | TBD | TBD | TBD | TBD | [27 empty] | SPA
SPD 1 | 1 | [8 empty] | TBD | TBD | TBD | TBD | [27 empty] | SPD
SPD 3 | 3 | [8 empty] | TBD | TBD | TBD | TBD | [27 empty] | SPD
SPD D | D | [8 empty] | TBD | TBD | TBD | TBD | [27 empty] | SPD
SPD G | G | [8 empty] | TBD | TBD | TBD | TBD | [27 empty] | SPD
SPD I | I | [8 empty] | TBD | TBD | TBD | TBD | [27 empty] | SPD
SRA 2 | 2 | [8 empty] | TBD | TBD | TBD | TBD | [27 empty] | SRA
SRA 3 | 3 | [8 empty] | TBD | TBD | TBD | TBD | [27 empty] | SRA
SRA D | D | [8 empty] | TBD | TBD | TBD | TBD | [27 empty] | SRA
SRA E | E | [8 empty] | TBD | TBD | TBD | TBD | [27 empty] | SRA
SRA F | F | [8 empty] | TBD | TBD | TBD | TBD | [27 empty] | SRA
SRA G | G | [8 empty] | TBD | TBD | TBD | TBD | [27 empty] | SRA
SRA H | H | [8 empty] | TBD | TBD | TBD | TBD | [27 empty] | SRA
SRA I | I | [8 empty] | TBD | TBD | TBD | TBD | [27 empty] | SRA
SRQ 3 | 3 | [8 empty] | TBD | TBD | TBD | TBD | [27 empty] | SRQ
SRQ G | G | [8 empty] | TBD | TBD | TBD | TBD | [27 empty] | SRQ
SRQ H | H | [8 empty] | TBD | TBD | TBD | TBD | [27 empty] | SRQ
SRQ I | I | [8 empty] | TBD | TBD | TBD | TBD | [27 empty] | SRQ
SRRU D | D | [8 empty] | TBD | TBD | TBD | TBD | [27 empty] | SRRU
SRRU E | E | [8 empty] | TBD | TBD | TBD | TBD | [27 empty] | SRRU
SRRU I | I | [8 empty] | TBD | TBD | TBD | TBD | [27 empty] | SRRU
TAJ 1 | 1 | [8 empty] | TBD | TBD | TBD | TBD | [27 empty] | TAJ
TAJ 2 | 2 | [8 empty] | TBD | TBD | TBD | TBD | [27 empty] | TAJ
TAJ 3 | 3 | [8 empty] | TBD | TBD | TBD | TBD | [27 empty] | TAJ
TAJ D | D | [8 empty] | TBD | TBD | TBD | TBD | [27 empty] | TAJ
TAJ E | E | [8 empty] | TBD | TBD | TBD | TBD | [27 empty] | TAJ
TAJ F | F | [8 empty] | TBD | TBD | TBD | TBD | [27 empty] | TAJ
TAJ G | G | [8 empty] | TBD | TBD | TBD | TBD | [27 empty] | TAJ
TAJ H | H | [8 empty] | TBD | TBD | TBD | TBD | [27 empty] | TAJ
TAJ I | I | [8 empty] | TBD | TBD | TBD | TBD | [27 empty] | TAJ
TAQ 1 | 1 | [8 empty] | TBD | TBD | TBD | TBD | [27 empty] | TAQ
TAQ A | A | [8 empty] | TBD | TBD | TBD | TBD | [27 empty] | TAQ
TAQ G | G | [8 empty] | TBD | TBD | TBD | TBD | [27 empty] | TAQ
TAQ H | H | [8 empty] | TBD | TBD | TBD | TBD | [27 empty] | TAQ
TAQ I | I | [8 empty] | TBD | TBD | TBD | TBD | [27 empty] | TAQ
TAR1 1 | 1 | [8 empty] | TBD | TBD | TBD | TBD | [27 empty] | TAR1
TAR1 2 | 2 | [8 empty] | TBD | TBD | TBD | TBD | [27 empty] | TAR1
TAR1 3 | 3 | [8 empty] | TBD | TBD | TBD | TBD | [27 empty] | TAR1
TAR1 A | A | [8 empty] | TBD | TBD | TBD | TBD | [27 empty] | TAR1
TAR1 B | B | [8 empty] | TBD | TBD | TBD | TBD | [27 empty] | TAR1
TAR1 D | D | [8 empty] | TBD | TBD | TBD | TBD | [27 empty] | TAR1
TAR1 E | E | [8 empty] | TBD | TBD | TBD | TBD | [27 empty] | TAR1
TAR1 F | F | [8 empty] | TBD | TBD | TBD | TBD | [27 empty] | TAR1
TAR1 H | H | [8 empty] | TBD | TBD | TBD | TBD | [27 empty] | TAR1
TAR1 I | I | [8 empty] | TBD | TBD | TBD | TBD | [27 empty] | TAR1
TAR2 2 | 2 | [8 empty] | TBD | TBD | TBD | TBD | [27 empty] | TAR2
TAR2 D | D | [8 empty] | TBD | TBD | TBD | TBD | [27 empty] | TAR2
TAR2 E | E | [8 empty] | TBD | TBD | TBD | TBD | [27 empty] | TAR2
TAR2 F | F | [8 empty] | TBD | TBD | TBD | TBD | [27 empty] | TAR2
TAR2 G | G | [8 empty] | TBD | TBD | TBD | TBD | [27 empty] | TAR2
TAR2 H | H | [8 empty] | TBD | TBD | TBD | TBD | [27 empty] | TAR2
TAR2 I | I | [8 empty] | TBD | TBD | TBD | TBD | [27 empty] | TAR2
TBC 2 | 2 | [8 empty] | TBD | TBD | TBD | TBD | [27 empty] | TBC
TBC 3 | 3 | [8 empty] | TBD | TBD | TBD | TBD | [27 empty] | TBC
TBC A | A | [8 empty] | TBD | TBD | TBD | TBD | [27 empty] | TBC
TBC B | B | [8 empty] | TBD | TBD | TBD | TBD | [27 empty] | TBC
TBC C | C | [8 empty] | TBD | TBD | TBD | TBD | [27 empty] | TBC
TBC E | E | [8 empty] | TBD | TBD | TBD | TBD | [27 empty] | TBC
TBC F | F | [8 empty] | TBD | TBD | TBD | TBD | [27 empty] | TBC
TBC H | H | [8 empty] | TBD | TBD | TBD | TBD | [27 empty] | TBC
TBC I | I | [8 empty] | TBD | TBD | TBD | TBD | [27 empty] | TBC
TCP 1 | 1 | [8 empty] | TBD | TBD | TBD | TBD | [27 empty] | TCP
TCP 2 | 2 | [8 empty] | TBD | TBD | TBD | TBD | [27 empty] | TCP
TCP 3 | 3 | [8 empty] | TBD | TBD | TBD | TBD | [27 empty] | TCP
TCP D | D | [8 empty] | TBD | TBD | TBD | TBD | [27 empty] | TCP
TCP F | F | [8 empty] | TBD | TBD | TBD | TBD | [27 empty] | TCP
TCP G | G | [8 empty] | TBD | TBD | TBD | TBD | [27 empty] | TCP
TCP H | H | [8 empty] | TBD | TBD | TBD | TBD | [27 empty] | TCP
TCP I | I | [8 empty] | TBD | TBD | TBD | TBD | [27 empty] | TCP
TDO D | D | [8 empty] | TBD | TBD | TBD | TBD | [27 empty] | TDO
TDO E | E | [8 empty] | TBD | TBD | TBD | TBD | [27 empty] | TDO
TDO G | G | [8 empty] | TBD | TBD | TBD | TBD | [27 empty] | TDO
TDO I | I | [8 empty] | TBD | TBD | TBD | TBD | [27 empty] | TDO
TDV 1 | 1 | [8 empty] | TBD | TBD | TBD | TBD | [27 empty] | TDV
TDV D | D | [8 empty] | TBD | TBD | TBD | TBD | [27 empty] | TDV
TDV E | E | [8 empty] | TBD | TBD | TBD | TBD | [27 empty] | TDV
TDV G | G | [8 empty] | TBD | TBD | TBD | TBD | [27 empty] | TDV
TDV H | H | [8 empty] | TBD | TBD | TBD | TBD | [27 empty] | TDV
TDV I | I | [8 empty] | TBD | TBD | TBD | TBD | [27 empty] | TDV
TEM E | E | [8 empty] | TBD | TBD | TBD | TBD | [27 empty] | TEM
TEM G | G | [8 empty] | TBD | TBD | TBD | TBD | [27 empty] | TEM
TEM I | I | [8 empty] | TBD | TBD | TBD | TBD | [27 empty] | TEM
TER 1 | 1 | [8 empty] | TBD | TBD | TBD | TBD | [27 empty] | TER
TER 2 | 2 | [8 empty] | TBD | TBD | TBD | TBD | [27 empty] | TER
TER 3 | 3 | [8 empty] | TBD | TBD | TBD | TBD | [27 empty] | TER
TER D | D | [8 empty] | TBD | TBD | TBD | TBD | [27 empty] | TER
TER E | E | [8 empty] | TBD | TBD | TBD | TBD | [27 empty] | TER
TER F | F | [8 empty] | TBD | TBD | TBD | TBD | [27 empty] | TER
TER G | G | [8 empty] | TBD | TBD | TBD | TBD | [27 empty] | TER
TER H | H | [8 empty] | TBD | TBD | TBD | TBD | [27 empty] | TER
TER I | I | [8 empty] | TBD | TBD | TBD | TBD | [27 empty] | TER
TER2 1 | 1 | [8 empty] | TBD | TBD | TBD | TBD | [27 empty] | TER2
TER2 2 | 2 | [8 empty] | TBD | TBD | TBD | TBD | [27 empty] | TER2
TER2 D | D | [8 empty] | TBD | TBD | TBD | TBD | [27 empty] | TER2
TER2 F | F | RIB8_L | 4BNURIB8I | [6 empty] | TBD | TBD | TBD | TBD | [27 empty] | TER2
TER2 G | G | [8 empty] | TBD | TBD | TBD | TBD | [27 empty] | TER2
THC 1 | 1 | [8 empty] | TBD | TBD | TBD | TBD | [27 empty] | THC
THC 3 | 3 | [8 empty] | TBD | TBD | TBD | TBD | [27 empty] | THC
THC G | G | [8 empty] | TBD | TBD | TBD | TBD | [27 empty] | THC
THC H | H | [8 empty] | TBD | TBD | TBD | TBD | [27 empty] | THC
THC I | I | [8 empty] | TBD | TBD | TBD | TBD | [27 empty] | THC
TJCT D | D | [8 empty] | TBD | TBD | TBD | TBD | [27 empty] | TJCT
TJCT E | E | [8 empty] | TBD | TBD | TBD | TBD | [27 empty] | TJCT
TJCT F | F | [8 empty] | TBD | TBD | TBD | TBD | [27 empty] | TJCT
TKO D | D | [8 empty] | TBD | TBD | TBD | TBD | [27 empty] | TKO
TKO E | E | [8 empty] | TBD | TBD | TBD | TBD | [27 empty] | TKO
TKO G | G | [8 empty] | TBD | TBD | TBD | TBD | [27 empty] | TKO
TNR 1 | 1 | [8 empty] | TBD | TBD | TBD | TBD | [27 empty] | TNR
TNR 3 | 3 | [8 empty] | TBD | TBD | TBD | TBD | [27 empty] | TNR
TNR A | A | [8 empty] | TBD | TBD | TBD | TBD | [27 empty] | TNR
TNR C | C | [8 empty] | TBD | TBD | TBD | TBD | [27 empty] | TNR
TNR D | D | SAM_L | 4SCUSAM-G | [6 empty] | TBD | TBD | TBD | TBD | [27 empty] | TNR
TNR F | F | [8 empty] | TBD | TBD | TBD | TBD | [27 empty] | TNR
TNR G | G | [8 empty] | TBD | TBD | TBD | TBD | [27 empty] | TNR
TNR I | I | [8 empty] | TBD | TBD | TBD | TBD | [27 empty] | TNR
TNS 1 | 1 | [8 empty] | TBD | TBD | TBD | TBD | [27 empty] | TNS
TNS G | G | [8 empty] | TBD | TBD | TBD | TBD | [27 empty] | TNS
TNS I | I | [8 empty] | TBD | TBD | TBD | TBD | [27 empty] | TNS
TOR2 1 | 1 | [8 empty] | TBD | TBD | TBD | TBD | [27 empty] | TOR2
TOR2 2 | 2 | [8 empty] | TBD | TBD | TBD | TBD | [27 empty] | TOR2
TOR2 3 | 3 | [8 empty] | TBD | TBD | TBD | TBD | [27 empty] | TOR2
TOR2 D | D | [8 empty] | TBD | TBD | TBD | TBD | [27 empty] | TOR2
TOR2 E | E | [8 empty] | TBD | TBD | TBD | TBD | [27 empty] | TOR2
TOR2 G | G | [8 empty] | TBD | TBD | TBD | TBD | [27 empty] | TOR2
TOR2 H | H | [8 empty] | TBD | TBD | TBD | TBD | [27 empty] | TOR2
TOU 2 | 2 | [8 empty] | TBD | TBD | TBD | TBD | [27 empty] | TOU
TOU 3 | 3 | [8 empty] | TBD | TBD | TBD | TBD | [27 empty] | TOU
TOU C | C | [8 empty] | TBD | TBD | TBD | TBD | [27 empty] | TOU
TOU D | D | [8 empty] | TBD | TBD | TBD | TBD | [27 empty] | TOU
TOU E | E | [8 empty] | TBD | TBD | TBD | TBD | [27 empty] | TOU
TOU F | F | [8 empty] | TBD | TBD | TBD | TBD | [27 empty] | TOU
TOU G | G | [8 empty] | TBD | TBD | TBD | TBD | [27 empty] | TOU
TOU H | H | [8 empty] | TBD | TBD | TBD | TBD | [27 empty] | TOU
TRA 1 | 1 | [8 empty] | TBD | TBD | TBD | TBD | [27 empty] | TRA
TRA 2 | 2 | [8 empty] | TBD | TBD | TBD | TBD | [27 empty] | TRA
TRA 3 | 3 | [8 empty] | TBD | TBD | TBD | TBD | [27 empty] | TRA
TRA D | D | [8 empty] | TBD | TBD | TBD | TBD | [27 empty] | TRA
TRA E | E | [8 empty] | TBD | TBD | TBD | TBD | [27 empty] | TRA
TRA F | F | [8 empty] | TBD | TBD | TBD | TBD | [27 empty] | TRA
TRA G | G | [8 empty] | TBD | TBD | TBD | TBD | [27 empty] | TRA
TRA H | H | [8 empty] | TBD | TBD | TBD | TBD | [27 empty] | TRA
TRA I | I | [8 empty] | TBD | TBD | TBD | TBD | [27 empty] | TRA
TRE2 1 | 1 | [8 empty] | TBD | TBD | TBD | TBD | [27 empty] | TRE2
TRE2 2 | 2 | [8 empty] | TBD | TBD | TBD | TBD | [27 empty] | TRE2
TRE2 3 | 3 | [8 empty] | TBD | TBD | TBD | TBD | [27 empty] | TRE2
TRE2 B | B | [8 empty] | TBD | TBD | TBD | TBD | [27 empty] | TRE2
TRE2 D | D | [8 empty] | TBD | TBD | TBD | TBD | [27 empty] | TRE2
TRE2 E | E | [8 empty] | TBD | TBD | TBD | TBD | [27 empty] | TRE2
TRE2 F | F | SAM_L | 4SCUSAM-H | [6 empty] | TBD | TBD | TBD | TBD | [27 empty] | TRE2
TRE2 G | G | [8 empty] | TBD | TBD | TBD | TBD | [27 empty] | TRE2
TRE2 H | H | [8 empty] | TBD | TBD | TBD | TBD | [27 empty] | TRE2
TRE2 I | I | [8 empty] | TBD | TBD | TBD | TBD | [27 empty] | TRE2
TRO 1 | 1 | [8 empty] | TBD | TBD | TBD | TBD | [27 empty] | TRO
TRO 3 | 3 | [8 empty] | TBD | TBD | TBD | TBD | [27 empty] | TRO
TRO D | D | [8 empty] | TBD | TBD | TBD | TBD | [27 empty] | TRO
TRO F | F | [8 empty] | TBD | TBD | TBD | TBD | [27 empty] | TRO
TRO G | G | [8 empty] | TBD | TBD | TBD | TBD | [27 empty] | TRO
TRO I | I | [8 empty] | TBD | TBD | TBD | TBD | [27 empty] | TRO
TSA D | D | [8 empty] | TBD | TBD | TBD | TBD | [27 empty] | TSA
TTA D | D | [8 empty] | TBD | TBD | TBD | TBD | [27 empty] | TTA
TTA F | F | [8 empty] | TBD | TBD | TBD | TBD | [27 empty] | TTA
TTA G | G | [8 empty] | TBD | TBD | TBD | TBD | [27 empty] | TTA
TTA I | I | [8 empty] | TBD | TBD | TBD | TBD | [27 empty] | TTA
TUP D | D | [8 empty] | TBD | TBD | TBD | TBD | [27 empty] | TUP
TUP E | E | [8 empty] | TBD | TBD | TBD | TBD | [27 empty] | TUP
TUP F | F | [8 empty] | TBD | TBD | TBD | TBD | [27 empty] | TUP
TUP G | G | [8 empty] | TBD | TBD | TBD | TBD | [27 empty] | TUP
TUP H | H | [8 empty] | TBD | TBD | TBD | TBD | [27 empty] | TUP
TUP I | I | [8 empty] | TBD | TBD | TBD | TBD | [27 empty] | TUP
TUS 1 | 1 | [8 empty] | TBD | TBD | TBD | TBD | [27 empty] | TUS
TUS 2 | 2 | [8 empty] | TBD | TBD | TBD | TBD | [27 empty] | TUS
TUS 3 | 3 | [8 empty] | TBD | TBD | TBD | TBD | [27 empty] | TUS
TUS D | D | [8 empty] | TBD | TBD | TBD | TBD | [27 empty] | TUS
TUS E | E | [8 empty] | TBD | TBD | TBD | TBD | [27 empty] | TUS
TUS G | G | [8 empty] | TBD | TBD | TBD | TBD | [27 empty] | TUS
TUS H | H | [8 empty] | TBD | TBD | TBD | TBD | [27 empty] | TUS
TUS I | I | [8 empty] | TBD | TBD | TBD | TBD | [27 empty] | TUS
TYQ D | D | [8 empty] | TBD | TBD | TBD | TBD | [27 empty] | TYQ
TYQ F | F | [8 empty] | TBD | TBD | TBD | TBD | [27 empty] | TYQ
UAQ 3 | 3 | [8 empty] | TBD | TBD | TBD | TBD | [27 empty] | UAQ
UAQ E | E | 4TJUTAR3 | 4TJUTAR3G | [6 empty] | TBD | TBD | TBD | TBD | [27 empty] | UAQ
UAQ G | G | [8 empty] | TBD | TBD | TBD | TBD | [27 empty] | UAQ
UAQ I | I | [8 empty] | TBD | TBD | TBD | TBD | [27 empty] | UAQ
UCC 1 | 1 | [8 empty] | TBD | TBD | TBD | TBD | [27 empty] | UCC
UCC 2 | 2 | [8 empty] | TBD | TBD | TBD | TBD | [27 empty] | UCC
UCC 3 | 3 | [8 empty] | TBD | TBD | TBD | TBD | [27 empty] | UCC
UCC D | D | [8 empty] | TBD | TBD | TBD | TBD | [27 empty] | UCC
UCC E | E | [8 empty] | TBD | TBD | TBD | TBD | [27 empty] | UCC
UCC F | F | [8 empty] | TBD | TBD | TBD | TBD | [27 empty] | UCC
UCC G | G | [8 empty] | TBD | TBD | TBD | TBD | [27 empty] | UCC
UCC H | H | [8 empty] | TBD | TBD | TBD | TBD | [27 empty] | UCC
UCC I | I | [8 empty] | TBD | TBD | TBD | TBD | [27 empty] | UCC
UCE 2 | 2 | [8 empty] | TBD | TBD | TBD | TBD | [27 empty] | UCE
UCE 3 | 3 | [8 empty] | TBD | TBD | TBD | TBD | [27 empty] | UCE
UCE D | D | [8 empty] | TBD | TBD | TBD | TBD | [27 empty] | UCE
UCE E | E | [8 empty] | TBD | TBD | TBD | TBD | [27 empty] | UCE
UCE F | F | YBG_WL | 4SCUYBG-I | [6 empty] | TBD | TBD | TBD | TBD | [27 empty] | UCE
UCE G | G | [8 empty] | TBD | TBD | TBD | TBD | [27 empty] | UCE
UCE H | H | [8 empty] | TBD | TBD | TBD | TBD | [27 empty] | UCE
UCE I | I | [8 empty] | TBD | TBD | TBD | TBD | [27 empty] | UCE
UCT 1 | 1 | [8 empty] | TBD | TBD | TBD | TBD | [27 empty] | UCT
UCT 2 | 2 | [8 empty] | TBD | TBD | TBD | TBD | [27 empty] | UCT
UCT 3 | 3 | [8 empty] | TBD | TBD | TBD | TBD | [27 empty] | UCT
UCT D | D | ALE_L | 4SCUALE-H | 8 | -17.7688 | S | -63.171 | WGS84 | 15 | TBD | TBD | TBD | TBD | - | N/A | N/A | N/A | N/A | N/A | N/A | 4 | 4 | 4 | 2 | 1150 | 19150 | 10000 | 10000 | 120000 | 100 |  |  | 3G | 2G |  | H |  |  |  |  | UCT
UCT E | E | BAK_WL | 4CBBBAK-D | 4 | -17.3645 | S | -66.2467 | WGS84 | 15 | TBD | TBD | TBD | TBD | - | N/A | N/A | N/A | N/A | N/A | N/A | 4 | 4 | 4 | 4 | 2175 | 20175 | 15000 | 15000 | 80000 | 100 |  |  | 3G | 2G |  | D |  |  |  |  | UCT
UCT F | F | [8 empty] | TBD | TBD | TBD | TBD | [27 empty] | UCT
UCT G | G | [8 empty] | TBD | TBD | TBD | TBD | [27 empty] | UCT
UCT H | H | [8 empty] | TBD | TBD | TBD | TBD | [27 empty] | UCT
UCT I | I | [8 empty] | TBD | TBD | TBD | TBD | [27 empty] | UCT
UDB 2 | 2 | [8 empty] | TBD | TBD | TBD | TBD | [27 empty] | UDB
UDB 3 | 3 | [8 empty] | TBD | TBD | TBD | TBD | [27 empty] | UDB
UDB E | E | [8 empty] | TBD | TBD | TBD | TBD | [27 empty] | UDB
UDB F | F | [8 empty] | TBD | TBD | TBD | TBD | [27 empty] | UDB
UDB H | H | [8 empty] | TBD | TBD | TBD | TBD | [27 empty] | UDB
UDB I | I | [8 empty] | TBD | TBD | TBD | TBD | [27 empty] | UDB
UDS 1 | 1 | [8 empty] | TBD | TBD | TBD | TBD | [27 empty] | UDS
UDS 2 | 2 | [8 empty] | TBD | TBD | TBD | TBD | [27 empty] | UDS
UDS 3 | 3 | [8 empty] | TBD | TBD | TBD | TBD | [27 empty] | UDS
UDS D | D | [8 empty] | TBD | TBD | TBD | TBD | [27 empty] | UDS
UDS E | E | [8 empty] | TBD | TBD | TBD | TBD | [27 empty] | UDS
UDS F | F | [8 empty] | TBD | TBD | TBD | TBD | [27 empty] | UDS
UDS G | G | [8 empty] | TBD | TBD | TBD | TBD | [27 empty] | UDS
UDS H | H | [8 empty] | TBD | TBD | TBD | TBD | [27 empty] | UDS
UDS I | I | [8 empty] | TBD | TBD | TBD | TBD | [27 empty] | UDS
UED 2 | 2 | [8 empty] | TBD | TBD | TBD | TBD | [27 empty] | UED
UED 3 | 3 | [8 empty] | TBD | TBD | TBD | TBD | [27 empty] | UED
UED G | G | [8 empty] | TBD | TBD | TBD | TBD | [27 empty] | UED
UED H | H | [8 empty] | TBD | TBD | TBD | TBD | [27 empty] | UED
UED I | I | [8 empty] | TBD | TBD | TBD | TBD | [27 empty] | UED
UGC 1 | 1 | [8 empty] | TBD | TBD | TBD | TBD | [27 empty] | UGC
UGC 2 | 2 | [8 empty] | TBD | TBD | TBD | TBD | [27 empty] | UGC
UGC A | A | [8 empty] | TBD | TBD | TBD | TBD | [27 empty] | UGC
UGC D | D | [8 empty] | TBD | TBD | TBD | TBD | [27 empty] | UGC
UGC G | G | [8 empty] | TBD | TBD | TBD | TBD | [27 empty] | UGC
UGC H | H | [8 empty] | TBD | TBD | TBD | TBD | [27 empty] | UGC
UGP 3 | 3 | [8 empty] | TBD | TBD | TBD | TBD | [27 empty] | UGP
UGP D | D | [8 empty] | TBD | TBD | TBD | TBD | [27 empty] | UGP
UGP E | E | [8 empty] | TBD | TBD | TBD | TBD | [27 empty] | UGP
UGP F | F | [8 empty] | TBD | TBD | TBD | TBD | [27 empty] | UGP
UGP G | G | [8 empty] | TBD | TBD | TBD | TBD | [27 empty] | UGP
UGP H | H | [8 empty] | TBD | TBD | TBD | TBD | [27 empty] | UGP
UGP I | I | [8 empty] | TBD | TBD | TBD | TBD | [27 empty] | UGP
ULA 1 | 1 | [8 empty] | TBD | TBD | TBD | TBD | [27 empty] | ULA
ULA 2 | 2 | [8 empty] | TBD | TBD | TBD | TBD | [27 empty] | ULA
ULA D | D | [8 empty] | TBD | TBD | TBD | TBD | [27 empty] | ULA
ULA E | E | [8 empty] | TBD | TBD | TBD | TBD | [27 empty] | ULA
ULA F | F | [8 empty] | TBD | TBD | TBD | TBD | [27 empty] | ULA
ULA G | G | [8 empty] | TBD | TBD | TBD | TBD | [27 empty] | ULA
ULA H | H | [8 empty] | TBD | TBD | TBD | TBD | [27 empty] | ULA
ULJ 3 | 3 | [8 empty] | TBD | TBD | TBD | TBD | [27 empty] | ULJ
ULJ F | F | [8 empty] | TBD | TBD | TBD | TBD | [27 empty] | ULJ
ULJ G | G | [8 empty] | TBD | TBD | TBD | TBD | [27 empty] | ULJ
ULJ I | I | [8 empty] | TBD | TBD | TBD | TBD | [27 empty] | ULJ
ULL 2 | 2 | [8 empty] | TBD | TBD | TBD | TBD | [27 empty] | ULL
ULL E | E | [8 empty] | TBD | TBD | TBD | TBD | [27 empty] | ULL
ULL F | F | BAK_WL | 4CBBBAK-E | 5 | -17.3645 | S | -66.2467 | WGS84 | 15 | TBD | TBD | TBD | TBD | - | N/A | N/A | N/A | N/A | N/A | N/A | 4 | 4 | 4 | 4 | 2175 | 20175 | 15000 | 15000 | 80000 | 100 |  |  | 3G | 2G |  | E |  |  |  |  | ULL
ULL H | H | [8 empty] | TBD | TBD | TBD | TBD | [27 empty] | ULL
ULL I | I | [8 empty] | TBD | TBD | TBD | TBD | [27 empty] | ULL
ULM 1 | 1 | [8 empty] | TBD | TBD | TBD | TBD | [27 empty] | ULM
ULM 2 | 2 | [8 empty] | TBD | TBD | TBD | TBD | [27 empty] | ULM
ULM 3 | 3 | [8 empty] | TBD | TBD | TBD | TBD | [27 empty] | ULM
ULM C | C | [8 empty] | TBD | TBD | TBD | TBD | [27 empty] | ULM
ULM D | D | [8 empty] | TBD | TBD | TBD | TBD | [27 empty] | ULM
ULM E | E | [8 empty] | TBD | TBD | TBD | TBD | [27 empty] | ULM
ULM F | F | [8 empty] | TBD | TBD | TBD | TBD | [27 empty] | ULM
ULM G | G | [8 empty] | TBD | TBD | TBD | TBD | [27 empty] | ULM
ULM H | H | [8 empty] | TBD | TBD | TBD | TBD | [27 empty] | ULM
ULM I | I | [8 empty] | TBD | TBD | TBD | TBD | [27 empty] | ULM
UMI 1 | 1 | [8 empty] | TBD | TBD | TBD | TBD | [27 empty] | UMI
UMI G | G | [8 empty] | TBD | TBD | TBD | TBD | [27 empty] | UMI
UNF 1 | 1 | [8 empty] | TBD | TBD | TBD | TBD | [27 empty] | UNF
UNF 3 | 3 | [8 empty] | TBD | TBD | TBD | TBD | [27 empty] | UNF
UNF G | G | [8 empty] | TBD | TBD | TBD | TBD | [27 empty] | UNF
UNF H | H | [8 empty] | TBD | TBD | TBD | TBD | [27 empty] | UNF
UNF I | I | [8 empty] | TBD | TBD | TBD | TBD | [27 empty] | UNF
UNV 1 | 1 | [8 empty] | TBD | TBD | TBD | TBD | [27 empty] | UNV
UNV 2 | 2 | [8 empty] | TBD | TBD | TBD | TBD | [27 empty] | UNV
UNV C | C | [8 empty] | TBD | TBD | TBD | TBD | [27 empty] | UNV
UNV D | D | [8 empty] | TBD | TBD | TBD | TBD | [27 empty] | UNV
UNV E | E | [8 empty] | TBD | TBD | TBD | TBD | [27 empty] | UNV
UNV F | F | [8 empty] | TBD | TBD | TBD | TBD | [27 empty] | UNV
UNV G | G | [8 empty] | TBD | TBD | TBD | TBD | [27 empty] | UNV
UNV H | H | [8 empty] | TBD | TBD | TBD | TBD | [27 empty] | UNV
UNV I | I | [8 empty] | TBD | TBD | TBD | TBD | [27 empty] | UNV
UPB F | F | [8 empty] | TBD | TBD | TBD | TBD | [27 empty] | UPB
UPB G | G | [8 empty] | TBD | TBD | TBD | TBD | [27 empty] | UPB
UPB H | H | [8 empty] | TBD | TBD | TBD | TBD | [27 empty] | UPB
UPB I | I | [8 empty] | TBD | TBD | TBD | TBD | [27 empty] | UPB
UPS 1 | 1 | [8 empty] | TBD | TBD | TBD | TBD | [27 empty] | UPS
UPS 2 | 2 | [8 empty] | TBD | TBD | TBD | TBD | [27 empty] | UPS
UPS D | D | [8 empty] | TBD | TBD | TBD | TBD | [27 empty] | UPS
UPS E | E | [8 empty] | TBD | TBD | TBD | TBD | [27 empty] | UPS
UPS G | G | [8 empty] | TBD | TBD | TBD | TBD | [27 empty] | UPS
UPS H | H | [8 empty] | TBD | TBD | TBD | TBD | [27 empty] | UPS
UPT 1 | 1 | [8 empty] | TBD | TBD | TBD | TBD | [27 empty] | UPT
UPT 2 | 2 | [8 empty] | TBD | TBD | TBD | TBD | [27 empty] | UPT
UPT 3 | 3 | [8 empty] | TBD | TBD | TBD | TBD | [27 empty] | UPT
UPT D | D | [8 empty] | TBD | TBD | TBD | TBD | [27 empty] | UPT
UPT E | E | [8 empty] | TBD | TBD | TBD | TBD | [27 empty] | UPT
UPT F | F | [8 empty] | TBD | TBD | TBD | TBD | [27 empty] | UPT
UPT G | G | [8 empty] | TBD | TBD | TBD | TBD | [27 empty] | UPT
UPT H | H | [8 empty] | TBD | TBD | TBD | TBD | [27 empty] | UPT
UPT I | I | [8 empty] | TBD | TBD | TBD | TBD | [27 empty] | UPT
URB 1 | 1 | [8 empty] | TBD | TBD | TBD | TBD | [27 empty] | URB
URB 2 | 2 | [8 empty] | TBD | TBD | TBD | TBD | [27 empty] | URB
URB 3 | 3 | [8 empty] | TBD | TBD | TBD | TBD | [27 empty] | URB
URB D | D | [8 empty] | TBD | TBD | TBD | TBD | [27 empty] | URB
URB E | E | [8 empty] | TBD | TBD | TBD | TBD | [27 empty] | URB
URB F | F | [8 empty] | TBD | TBD | TBD | TBD | [27 empty] | URB
URB G | G | [8 empty] | TBD | TBD | TBD | TBD | [27 empty] | URB
URB H | H | [8 empty] | TBD | TBD | TBD | TBD | [27 empty] | URB
URB I | I | [8 empty] | TBD | TBD | TBD | TBD | [27 empty] | URB
URO 1 | 1 | [8 empty] | TBD | TBD | TBD | TBD | [27 empty] | URO
URO 2 | 2 | [8 empty] | TBD | TBD | TBD | TBD | [27 empty] | URO
URO D | D | [8 empty] | TBD | TBD | TBD | TBD | [27 empty] | URO
URO E | E | [8 empty] | TBD | TBD | TBD | TBD | [27 empty] | URO
URO G | G | [8 empty] | TBD | TBD | TBD | TBD | [27 empty] | URO
URO H | H | [8 empty] | TBD | TBD | TBD | TBD | [27 empty] | URO
URSA D | D | [8 empty] | TBD | TBD | TBD | TBD | [27 empty] | URSA
URSA E | E | BAK_WL | 4CBBBAK-F | 6 | -17.3645 | S | -66.2467 | WGS84 | 15 | TBD | TBD | TBD | TBD | - | N/A | N/A | N/A | N/A | N/A | N/A | 4 | 4 | 4 | 4 | 2175 | 20175 | 15000 | 15000 | 80000 | 100 |  |  | 3G | 2G |  | F |  |  |  |  | URSA
URSA F | F | [8 empty] | TBD | TBD | TBD | TBD | [27 empty] | URSA
URSA G | G | [8 empty] | TBD | TBD | TBD | TBD | [27 empty] | URSA
UTF 1 | 1 | [8 empty] | TBD | TBD | TBD | TBD | [27 empty] | UTF
UTF 2 | 2 | [8 empty] | TBD | TBD | TBD | TBD | [27 empty] | UTF
UTF 3 | 3 | [8 empty] | TBD | TBD | TBD | TBD | [27 empty] | UTF
UTF A | A | [8 empty] | TBD | TBD | TBD | TBD | [27 empty] | UTF
UTF C | C | [8 empty] | TBD | TBD | TBD | TBD | [27 empty] | UTF
UTF F | F | [8 empty] | TBD | TBD | TBD | TBD | [27 empty] | UTF
UTF I | I | [8 empty] | TBD | TBD | TBD | TBD | [27 empty] | UTF
V1MC D | D | [8 empty] | TBD | TBD | TBD | TBD | [27 empty] | V1MC
V1MC E | E | [8 empty] | TBD | TBD | TBD | TBD | [27 empty] | V1MC
VAL E | E | [8 empty] | TBD | TBD | TBD | TBD | [27 empty] | VAL
VAL F | F | 4TJUBLE- | 4TJUBLE-F | 6 | -21.5261 | S | -64.7104 | WGS84 | 15 | TBD | TBD | TBD | TBD | - | N/A | N/A | N/A | N/A | N/A | N/A | 4 | 4 | 4 | 4 | 2175 | 20175 | 15000 | 15000 | 80000 | 100 |  |  | 3G | 2G |  | F |  |  |  |  | VAL
VAP 3 | 3 | [8 empty] | TBD | TBD | TBD | TBD | [27 empty] | VAP
VAP D | D | CIZ_WL | 4SCUCIZ-D | 4 | -17.8913 | S | -63.2213 | WGS84 | 15 | TBD | TBD | TBD | TBD | - | N/A | N/A | N/A | N/A | N/A | N/A | 4 | 4 | 4 | 4 | 2175 | 20175 | 15000 | 15000 | 120000 | 100 |  |  | 3G | 2G |  | D |  |  |  |  | VAP
VAP F | F | [8 empty] | TBD | TBD | TBD | TBD | [27 empty] | VAP
VAP G | G | [8 empty] | TBD | TBD | TBD | TBD | [27 empty] | VAP
VAP I | I | [8 empty] | TBD | TBD | TBD | TBD | [27 empty] | VAP
VCI 1 | 1 | [8 empty] | TBD | TBD | TBD | TBD | [27 empty] | VCI
VCI 2 | 2 | [8 empty] | TBD | TBD | TBD | TBD | [27 empty] | VCI
VCI E | E | [8 empty] | TBD | TBD | TBD | TBD | [27 empty] | VCI
VCI H | H | [8 empty] | TBD | TBD | TBD | TBD | [27 empty] | VCI
VCO 1 | 1 | [8 empty] | TBD | TBD | TBD | TBD | [27 empty] | VCO
VCO 2 | 2 | [8 empty] | TBD | TBD | TBD | TBD | [27 empty] | VCO
VCO 3 | 3 | [8 empty] | TBD | TBD | TBD | TBD | [27 empty] | VCO
VCO D | D | [8 empty] | TBD | TBD | TBD | TBD | [27 empty] | VCO
VCO E | E | [8 empty] | TBD | TBD | TBD | TBD | [27 empty] | VCO
VCO F | F | [8 empty] | TBD | TBD | TBD | TBD | [27 empty] | VCO
VCO G | G | [8 empty] | TBD | TBD | TBD | TBD | [27 empty] | VCO
VCO H | H | [8 empty] | TBD | TBD | TBD | TBD | [27 empty] | VCO
VCO I | I | [8 empty] | TBD | TBD | TBD | TBD | [27 empty] | VCO
VCP D | D | [8 empty] | TBD | TBD | TBD | TBD | [27 empty] | VCP
VCP F | F | [8 empty] | TBD | TBD | TBD | TBD | [27 empty] | VCP
VCP G | G | [8 empty] | TBD | TBD | TBD | TBD | [27 empty] | VCP
VCP I | I | [8 empty] | TBD | TBD | TBD | TBD | [27 empty] | VCP
VEL 1 | 1 | [8 empty] | TBD | TBD | TBD | TBD | [27 empty] | VEL
VEL 3 | 3 | [8 empty] | TBD | TBD | TBD | TBD | [27 empty] | VEL
VEL D | D | [8 empty] | TBD | TBD | TBD | TBD | [27 empty] | VEL
VEL G | G | [8 empty] | TBD | TBD | TBD | TBD | [27 empty] | VEL
VES 1 | 1 | [8 empty] | TBD | TBD | TBD | TBD | [27 empty] | VES
VES 3 | 3 | [8 empty] | TBD | TBD | TBD | TBD | [27 empty] | VES
VES C | C | 4SCUPTS- | 4SCUPTS-I | 9 | -17.7963 | S | -63.1579 | WGS84 | 10 | TBD | TBD | TBD | TBD | - | N/A | N/A | N/A | N/A | N/A | N/A | 4 | 2 | 4 | 2 | 1150 | 19150 | 10000 | 10000 | 80000 | 100 |  |  | 3G | 2G |  | C | 24 | 1 | 73 | 134 | VES
VES D | D | CIZ_WL | 4SCUCIZ-E | 5 | -17.8913 | S | -63.2213 | WGS84 | 15 | TBD | TBD | TBD | TBD | - | N/A | N/A | N/A | N/A | N/A | N/A | 4 | 4 | 4 | 4 | 2175 | 20175 | 15000 | 15000 | 120000 | 100 |  |  | 3G | 2G |  | E |  |  |  |  | VES
VES E | E | [8 empty] | TBD | TBD | TBD | TBD | [27 empty] | VES
VES F | F | [8 empty] | TBD | TBD | TBD | TBD | [27 empty] | VES
VES G | G | [8 empty] | TBD | TBD | TBD | TBD | [27 empty] | VES
VES H | H | [8 empty] | TBD | TBD | TBD | TBD | [27 empty] | VES
VHE 1 | 1 | [8 empty] | TBD | TBD | TBD | TBD | [27 empty] | VHE
VHE 3 | 3 | [8 empty] | TBD | TBD | TBD | TBD | [27 empty] | VHE
VHE D | D | [8 empty] | TBD | TBD | TBD | TBD | [27 empty] | VHE
VHE F | F | [8 empty] | TBD | TBD | TBD | TBD | [27 empty] | VHE
VHE G | G | [8 empty] | TBD | TBD | TBD | TBD | [27 empty] | VHE
VHE I | I | [8 empty] | TBD | TBD | TBD | TBD | [27 empty] | VHE
VIE 1 | 1 | [8 empty] | TBD | TBD | TBD | TBD | [27 empty] | VIE
VIE 2 | 2 | [8 empty] | TBD | TBD | TBD | TBD | [27 empty] | VIE
VIE 3 | 3 | [8 empty] | TBD | TBD | TBD | TBD | [27 empty] | VIE
VIE D | D | [8 empty] | TBD | TBD | TBD | TBD | [27 empty] | VIE
VIE E | E | [8 empty] | TBD | TBD | TBD | TBD | [27 empty] | VIE
VIE F | F | [8 empty] | TBD | TBD | TBD | TBD | [27 empty] | VIE
VIE G | G | [8 empty] | TBD | TBD | TBD | TBD | [27 empty] | VIE
VIE H | H | [8 empty] | TBD | TBD | TBD | TBD | [27 empty] | VIE
VIE I | I | [8 empty] | TBD | TBD | TBD | TBD | [27 empty] | VIE
VIL 1 | 1 | [8 empty] | TBD | TBD | TBD | TBD | [27 empty] | VIL
VIL 2 | 2 | [8 empty] | TBD | TBD | TBD | TBD | [27 empty] | VIL
VIL 3 | 3 | [8 empty] | TBD | TBD | TBD | TBD | [27 empty] | VIL
VIL D | D | [8 empty] | TBD | TBD | TBD | TBD | [27 empty] | VIL
VIL E | E | [8 empty] | TBD | TBD | TBD | TBD | [27 empty] | VIL
VIL F | F | [8 empty] | TBD | TBD | TBD | TBD | [27 empty] | VIL
VIL G | G | [8 empty] | TBD | TBD | TBD | TBD | [27 empty] | VIL
VIL H | H | [8 empty] | TBD | TBD | TBD | TBD | [27 empty] | VIL
VIL I | I | [8 empty] | TBD | TBD | TBD | TBD | [27 empty] | VIL
VINS D | D | [8 empty] | TBD | TBD | TBD | TBD | [27 empty] | VINS
VINS E | E | [8 empty] | TBD | TBD | TBD | TBD | [27 empty] | VINS
VINS F | F | [8 empty] | TBD | TBD | TBD | TBD | [27 empty] | VINS
VIR 2 | 2 | [8 empty] | TBD | TBD | TBD | TBD | [27 empty] | VIR
VIR 3 | 3 | [8 empty] | TBD | TBD | TBD | TBD | [27 empty] | VIR
VIR E | E | [8 empty] | TBD | TBD | TBD | TBD | [27 empty] | VIR
VIR F | F | [8 empty] | TBD | TBD | TBD | TBD | [27 empty] | VIR
VIR G | G | [8 empty] | TBD | TBD | TBD | TBD | [27 empty] | VIR
VIR H | H | [8 empty] | TBD | TBD | TBD | TBD | [27 empty] | VIR
VIR I | I | [8 empty] | TBD | TBD | TBD | TBD | [27 empty] | VIR
VJA 2 | 2 | [8 empty] | TBD | TBD | TBD | TBD | [27 empty] | VJA
VJA 3 | 3 | [8 empty] | TBD | TBD | TBD | TBD | [27 empty] | VJA
VJA H | H | [8 empty] | TBD | TBD | TBD | TBD | [27 empty] | VJA
VJA I | I | [8 empty] | TBD | TBD | TBD | TBD | [27 empty] | VJA
VLJ 1 | 1 | [8 empty] | TBD | TBD | TBD | TBD | [27 empty] | VLJ
VLJ 2 | 2 | [8 empty] | TBD | TBD | TBD | TBD | [27 empty] | VLJ
VLJ C | C | [8 empty] | TBD | TBD | TBD | TBD | [27 empty] | VLJ
VLJ D | D | [8 empty] | TBD | TBD | TBD | TBD | [27 empty] | VLJ
VLJ E | E | [8 empty] | TBD | TBD | TBD | TBD | [27 empty] | VLJ
VLJ G | G | [8 empty] | TBD | TBD | TBD | TBD | [27 empty] | VLJ
VLJ H | H | [8 empty] | TBD | TBD | TBD | TBD | [27 empty] | VLJ
VLR 1 | 1 | [8 empty] | TBD | TBD | TBD | TBD | [27 empty] | VLR
VLR 2 | 2 | [8 empty] | TBD | TBD | TBD | TBD | [27 empty] | VLR
VLR A | A | [8 empty] | TBD | TBD | TBD | TBD | [27 empty] | VLR
VLR D | D | [8 empty] | TBD | TBD | TBD | TBD | [27 empty] | VLR
VLR E | E | [8 empty] | TBD | TBD | TBD | TBD | [27 empty] | VLR
VLR F | F | [8 empty] | TBD | TBD | TBD | TBD | [27 empty] | VLR
VLR G | G | [8 empty] | TBD | TBD | TBD | TBD | [27 empty] | VLR
VLR H | H | [8 empty] | TBD | TBD | TBD | TBD | [27 empty] | VLR
VLR I | I | [8 empty] | TBD | TBD | TBD | TBD | [27 empty] | VLR
VLU 1 | 1 | [8 empty] | TBD | TBD | TBD | TBD | [27 empty] | VLU
VLU 3 | 3 | [8 empty] | TBD | TBD | TBD | TBD | [27 empty] | VLU
VLU C | C | [8 empty] | TBD | TBD | TBD | TBD | [27 empty] | VLU
VLU D | D | [8 empty] | TBD | TBD | TBD | TBD | [27 empty] | VLU
VLU E | E | [8 empty] | TBD | TBD | TBD | TBD | [27 empty] | VLU
VLU F | F | [8 empty] | TBD | TBD | TBD | TBD | [27 empty] | VLU
VLU G | G | [8 empty] | TBD | TBD | TBD | TBD | [27 empty] | VLU
VLU H | H | [8 empty] | TBD | TBD | TBD | TBD | [27 empty] | VLU
VLU I | I | [8 empty] | TBD | TBD | TBD | TBD | [27 empty] | VLU
VMA 2 | 2 | [8 empty] | TBD | TBD | TBD | TBD | [27 empty] | VMA
VMA D | D | [8 empty] | TBD | TBD | TBD | TBD | [27 empty] | VMA
VMA E | E | [8 empty] | TBD | TBD | TBD | TBD | [27 empty] | VMA
VMA F | F | [8 empty] | TBD | TBD | TBD | TBD | [27 empty] | VMA
VMA G | G | [8 empty] | TBD | TBD | TBD | TBD | [27 empty] | VMA
VMA H | H | [8 empty] | TBD | TBD | TBD | TBD | [27 empty] | VMA
VMA I | I | [8 empty] | TBD | TBD | TBD | TBD | [27 empty] | VMA
VO2 1 | 1 | [8 empty] | TBD | TBD | TBD | TBD | [27 empty] | VO2
VO2 2 | 2 | [8 empty] | TBD | TBD | TBD | TBD | [27 empty] | VO2
VO2 3 | 3 | [8 empty] | TBD | TBD | TBD | TBD | [27 empty] | VO2
VO2 D | D | [8 empty] | TBD | TBD | TBD | TBD | [27 empty] | VO2
VO2 E | E | [8 empty] | TBD | TBD | TBD | TBD | [27 empty] | VO2
VO2 F | F | [8 empty] | TBD | TBD | TBD | TBD | [27 empty] | VO2
VO2 G | G | [8 empty] | TBD | TBD | TBD | TBD | [27 empty] | VO2
VO2 H | H | [8 empty] | TBD | TBD | TBD | TBD | [27 empty] | VO2
VO2 I | I | [8 empty] | TBD | TBD | TBD | TBD | [27 empty] | VO2
VOL 1 | 1 | [8 empty] | TBD | TBD | TBD | TBD | [27 empty] | VOL
VOL B | B | [8 empty] | TBD | TBD | TBD | TBD | [27 empty] | VOL
VOL D | D | [8 empty] | TBD | TBD | TBD | TBD | [27 empty] | VOL
VOL E | E | [8 empty] | TBD | TBD | TBD | TBD | [27 empty] | VOL
VOL G | G | [8 empty] | TBD | TBD | TBD | TBD | [27 empty] | VOL
VOL H | H | [8 empty] | TBD | TBD | TBD | TBD | [27 empty] | VOL
VPI 1 | 1 | [8 empty] | TBD | TBD | TBD | TBD | [27 empty] | VPI
VPI 3 | 3 | [8 empty] | TBD | TBD | TBD | TBD | [27 empty] | VPI
VPI D | D | [8 empty] | TBD | TBD | TBD | TBD | [27 empty] | VPI
VPI E | E | [8 empty] | TBD | TBD | TBD | TBD | [27 empty] | VPI
VPI F | F | [8 empty] | TBD | TBD | TBD | TBD | [27 empty] | VPI
VPI G | G | [8 empty] | TBD | TBD | TBD | TBD | [27 empty] | VPI
VPI H | H | [8 empty] | TBD | TBD | TBD | TBD | [27 empty] | VPI
VPI I | I | [8 empty] | TBD | TBD | TBD | TBD | [27 empty] | VPI
VPV 3 | 3 | [8 empty] | TBD | TBD | TBD | TBD | [27 empty] | VPV
VPV D | D | [8 empty] | TBD | TBD | TBD | TBD | [27 empty] | VPV
VPV F | F | [8 empty] | TBD | TBD | TBD | TBD | [27 empty] | VPV
VPV H | H | [8 empty] | TBD | TBD | TBD | TBD | [27 empty] | VPV
VPV I | I | [8 empty] | TBD | TBD | TBD | TBD | [27 empty] | VPV
VRB 3 | 3 | [8 empty] | TBD | TBD | TBD | TBD | [27 empty] | VRB
VRB G | G | [8 empty] | TBD | TBD | TBD | TBD | [27 empty] | VRB
VRB I | I | [8 empty] | TBD | TBD | TBD | TBD | [27 empty] | VRB
VSM D | D | [8 empty] | TBD | TBD | TBD | TBD | [27 empty] | VSM
VSM F | F | [8 empty] | TBD | TBD | TBD | TBD | [27 empty] | VSM
VSM G | G | [8 empty] | TBD | TBD | TBD | TBD | [27 empty] | VSM
VSM I | I | [8 empty] | TBD | TBD | TBD | TBD | [27 empty] | VSM
VSZ 3 | 3 | [8 empty] | TBD | TBD | TBD | TBD | [27 empty] | VSZ
VSZ F | F | [8 empty] | TBD | TBD | TBD | TBD | [27 empty] | VSZ
VSZ G | G | [8 empty] | TBD | TBD | TBD | TBD | [27 empty] | VSZ
VSZ I | I | [8 empty] | TBD | TBD | TBD | TBD | [27 empty] | VSZ
WAR 1 | 1 | [8 empty] | TBD | TBD | TBD | TBD | [27 empty] | WAR
WAR 2 | 2 | [8 empty] | TBD | TBD | TBD | TBD | [27 empty] | WAR
WAR 3 | 3 | [8 empty] | TBD | TBD | TBD | TBD | [27 empty] | WAR
WAR D | D | [8 empty] | TBD | TBD | TBD | TBD | [27 empty] | WAR
WAR E | E | [8 empty] | TBD | TBD | TBD | TBD | [27 empty] | WAR
WAR F | F | [8 empty] | TBD | TBD | TBD | TBD | [27 empty] | WAR
WAR G | G | [8 empty] | TBD | TBD | TBD | TBD | [27 empty] | WAR
WAR H | H | [8 empty] | TBD | TBD | TBD | TBD | [27 empty] | WAR
WAR I | I | [8 empty] | TBD | TBD | TBD | TBD | [27 empty] | WAR
WAR2 1 | 1 | [8 empty] | TBD | TBD | TBD | TBD | [27 empty] | WAR2
WAR2 2 | 2 | [8 empty] | TBD | TBD | TBD | TBD | [27 empty] | WAR2
WAR2 3 | 3 | [8 empty] | TBD | TBD | TBD | TBD | [27 empty] | WAR2
WAR2 D | D | [8 empty] | TBD | TBD | TBD | TBD | [27 empty] | WAR2
WAR2 E | E | [8 empty] | TBD | TBD | TBD | TBD | [27 empty] | WAR2
WAR2 F | F | [8 empty] | TBD | TBD | TBD | TBD | [27 empty] | WAR2
WAR2 G | G | [8 empty] | TBD | TBD | TBD | TBD | [27 empty] | WAR2
WAR2 H | H | [8 empty] | TBD | TBD | TBD | TBD | [27 empty] | WAR2
WAR2 I | I | [8 empty] | TBD | TBD | TBD | TBD | [27 empty] | WAR2
WAR3 3 | 3 | [8 empty] | TBD | TBD | TBD | TBD | [27 empty] | WAR3
WAR3 F | F | [8 empty] | TBD | TBD | TBD | TBD | [27 empty] | WAR3
WAR3 G | G | [8 empty] | TBD | TBD | TBD | TBD | [27 empty] | WAR3
WAR3 H | H | [8 empty] | TBD | TBD | TBD | TBD | [27 empty] | WAR3
WAR3 I | I | [8 empty] | TBD | TBD | TBD | TBD | [27 empty] | WAR3
YAC2 1 | 1 | [8 empty] | TBD | TBD | TBD | TBD | [27 empty] | YAC2
YAC2 2 | 2 | [8 empty] | TBD | TBD | TBD | TBD | [27 empty] | YAC2
YAC2 3 | 3 | [8 empty] | TBD | TBD | TBD | TBD | [27 empty] | YAC2
YAC2 D | D | [8 empty] | TBD | TBD | TBD | TBD | [27 empty] | YAC2
YAC2 E | E | [8 empty] | TBD | TBD | TBD | TBD | [27 empty] | YAC2
YAC2 F | F | [8 empty] | TBD | TBD | TBD | TBD | [27 empty] | YAC2
YAC2 G | G | [8 empty] | TBD | TBD | TBD | TBD | [27 empty] | YAC2
YAC2 H | H | [8 empty] | TBD | TBD | TBD | TBD | [27 empty] | YAC2
YAC2 I | I | [8 empty] | TBD | TBD | TBD | TBD | [27 empty] | YAC2
YAP 1 | 1 | [8 empty] | TBD | TBD | TBD | TBD | [27 empty] | YAP
YAP 2 | 2 | [8 empty] | TBD | TBD | TBD | TBD | [27 empty] | YAP
YAP 3 | 3 | [8 empty] | TBD | TBD | TBD | TBD | [27 empty] | YAP
YAP D | D | [8 empty] | TBD | TBD | TBD | TBD | [27 empty] | YAP
YAP E | E | [8 empty] | TBD | TBD | TBD | TBD | [27 empty] | YAP
YAP F | F | [8 empty] | TBD | TBD | TBD | TBD | [27 empty] | YAP
YAP G | G | [8 empty] | TBD | TBD | TBD | TBD | [27 empty] | YAP
YAP H | H | [8 empty] | TBD | TBD | TBD | TBD | [27 empty] | YAP
YAP I | I | [8 empty] | TBD | TBD | TBD | TBD | [27 empty] | YAP
YCS E | E | [8 empty] | TBD | TBD | TBD | TBD | [27 empty] | YCS
YCS F | F | [8 empty] | TBD | TBD | TBD | TBD | [27 empty] | YCS
YGR D | D | [8 empty] | TBD | TBD | TBD | TBD | [27 empty] | YGR
YGR E | E | [8 empty] | TBD | TBD | TBD | TBD | [27 empty] | YGR
YGR F | F | [8 empty] | TBD | TBD | TBD | TBD | [27 empty] | YGR
YOT D | D | [8 empty] | TBD | TBD | TBD | TBD | [27 empty] | YOT
YOU D | D | [8 empty] | TBD | TBD | TBD | TBD | [27 empty] | YOU
YOU E | E | [8 empty] | TBD | TBD | TBD | TBD | [27 empty] | YOU
YOU F | F | [8 empty] | TBD | TBD | TBD | TBD | [27 empty] | YOU
ZHO D | D | [8 empty] | TBD | TBD | TBD | TBD | [27 empty] | ZHO
ZHO E | E | [8 empty] | TBD | TBD | TBD | TBD | [27 empty] | ZHO
ZOO 1 | 1 | [8 empty] | TBD | TBD | TBD | TBD | [27 empty] | ZOO
ZOO 3 | 3 | [8 empty] | TBD | TBD | TBD | TBD | [27 empty] | ZOO
ZOO A | A | [8 empty] | TBD | TBD | TBD | TBD | [27 empty] | ZOO
ZOO C | C | [8 empty] | TBD | TBD | TBD | TBD | [27 empty] | ZOO
ZOO D | D | [8 empty] | TBD | TBD | TBD | TBD | [27 empty] | ZOO
ZOO F | F | [8 empty] | TBD | TBD | TBD | TBD | [27 empty] | ZOO
ZOO G | G | [8 empty] | TBD | TBD | TBD | TBD | [27 empty] | ZOO
ZOO H | H | [8 empty] | TBD | TBD | TBD | TBD | [27 empty] | ZOO
ZOO I | I | [8 empty] | TBD | TBD | TBD | TBD | [27 empty] | ZOO
ZSR1 D | D | [8 empty] | TBD | TBD | TBD | TBD | [27 empty] | ZSR1
ZSR1 E | E | [8 empty] | TBD | TBD | TBD | TBD | [27 empty] | ZSR1
ZSR1 F | F | [8 empty] | TBD | TBD | TBD | TBD | [27 empty] | ZSR1
ZSS D | D | [8 empty] | TBD | TBD | TBD | TBD | [27 empty] | ZSS
ZSS E | E | [8 empty] | TBD | TBD | TBD | TBD | [27 empty] | ZSS
ZSS F | F | [8 empty] | TBD | TBD | TBD | TBD | [27 empty] | ZSS
Note on L1: Antenna Height (cm) Unit in centimeterss
Note on M1: erayamb: + downtilt - uptilt
Note on N1: erayamb: + downtilt
Note on R1: esvepol: Unit: 0.1 ns
Note on S1: esvepol: Unit: 0.1 ns
Note on T1: esvepol: Unit: 0.1 dB
Note on U1: esvepol: Unit: 0.1 dB
Note on AB1: erayamb: Units: KHz
Note on AC1: erayamb: Units: KHz
Note on AF1: Calculated value. Do not use as input CGI - Cell Global Identity PLMNId & (eNbId*256 + CellId) ="73603"&((B2*256)+E2)

## SOLUCIÓN (2) (hidden)
SITIOS MIC BO | [71 empty] | 733 | 371 | 220 | 234 | 98 | 376 |  | 2032 |  |  | 51 | 12 | 582 | 53 | 15 | 324 | 99 | 1136 |  |  |  |  | 284 | 350 | [6 empty] | 0 | 0 | 0 | [23 empty] | 92 | 6 | 98 | 2 | 0 | 0 | 0 | 0 | 356 | 48 | 0 | 0 |  | 0
[6 empty] | 31 | [10 empty] | HARDWARE ACTUAL VERIFICADO | [10 empty] | HARDWARE RADIOS | [43 empty] | RADIOS SOLUCIÓN | [9 empty] | ANTENAS SOLUCIÓN REAL | [11 empty] | CONTROLADORA SOLUCIÓN | [8 empty] | EQUIPO EXPANSIÓN | [5 empty] | SOLUCIÓN DE EXPANSIÓN | [11 empty] | Consultas RF | [6 empty] | JUMPER REQUERIDOS SWAP | [5 empty] | JUMPER REQUERIDOS EXP. | [7 empty] | FIBRA |  |  | DC | Sol. Splitt |  | DATOS PARA EL MDR | [8 empty] | DATOS COMPLEMENTARIOS AL MDR | [8 empty] | ADICIÓN - EXPANCIÓN POWER | [16 empty] | SOPORTES | [6 empty] | ENERGÍA AC | [5 empty] | ADECUACIONES CIVILES PARA EQUIPOS NUEVOS | [6 empty] | ESPACIO EN ESCALERILLA VERTICAL |  |  |  | SAT |  |  | SISTEMA DE ATERRAMIENTO
[7 empty] | DATOS GEOGRÁFICOS | [5 empty] | INFORMACIÓN GENERAL |  |  |  | Radios 2G 850 | Radios 3G 850 | Radios MixMode 850 | Radios 3G 1900 | Radios LTE 700 | Radios LTE AWS | Radios LTE 1900 | Radios LTE 1900/AWS | Total Radios Actuales |  | SECTORES ACTUALES | HW GSM |  |  |  |  | HW WCDMA_850 |  |  |  |  | HW WCDMA_1900 |  |  |  |  | HW LTE_700 |  |  |  |  | HW LTE_AWS |  |  |  |  | HW LTE_1900 |  |  |  |  | HW LTE_1900/AWS | [5 empty] | DOC. ASIGNACIÓN | RESP. ELABORACIÓN DOC. ASIGNACIÓN |  | PRIORIDAD | TECNOLOGÍA ACTUAL |  |  | TYPE SITE | Radio 2219 B5 | Radio 4415 B2/25 | Radio 4415 B66A | Radio 4499 44B2/25 44B66A | Radio 4478 B12A | Radio AAS B25/B66 |  | TOTAL EXP. | Cantidad Radios Actuales |  | Antenna 2pL | Antenna 2pL4pH | Antenna 4pH | Antenna 4pL | Antenna 4pL4pH | Twin Beam Antenna | Antena 80010767 | TOTAL ANTENA. | SECTORES A INSTALAR | SECTORES ACTUALES | SECTORES NUEVOS EXP. |  | NEW CONT. 1 | NEW CONT. 2 | CONTROLADOR 1 | CONTROLADOR 2 | PUERTOS ASIGNADOS | EN CASCADA | CONFIGURACIÓN CONT 1 | CONFIGURACIÓN CONT 2 | CONTROLADOR DISPONIBLE | Enclosure 6150 - 20 Kw | NUEVO PU6210 | SOLUCIÓN DE EQUIPO | EQUIPO DISPONIBLE | HARDWARE A DESINSTALAR | SURVEY | SOLUCIÓN ASIGNACIÓN INICIAL | Tec. Expansión | TECNOLOGÍA A SWAP | ESCENARIO |  | SOLUCIÓN | MODIFICACIÓN DE SOLUCIÓN | ANTENAS | MODIFICACIÓN DE ANTENA | CANTIDAD | CANTIDAD DISPONIBLES | Comentarios adicionales | Tecnologias 850 cn Doble altura | Confirmación Altura de implementación 850 Mhz | TBD Altura EXP | Consulta RF | Consulta RF | Comentario | Validación RF | 4.3-10 to 7/16 3m | 4.3-10 to 7/16 10m | 4.3-10 to 4.3-10 3m | 4.3-10 to 4.3-10 10m | 4.3-10 to 4.3-10 5m | 4.3-10 to 7/16 5m | 4.3-10 to 7/16 3m | 4.3-10 to 7/16 10m | 4.3-10 to 4.3-10 3m | 4.3-10 to 4.3-10 10m | 4.3-10 to 4.3-10 5m | 4.3-10 to 7/16 5m | CINTA VERDE | Nº MDR | LONGITUD DE FIBRA FINAL | Cantidad DE FIBRA FINAL | CASOS CASCADA | LONGITUD DE DC FINAL | 7/16 to 7/16 3m | 7/16 to 7/16 10m | Dummys 31 | ENCARGADO MDR | TEL. DE CONTACTO | FECHA SOLICITUD | FECHA DE ENTREGA | CABLE DE RET 3M | CABLE DE RET 10M | Power Exp. |  | Altura de Instalación | Long .Escarlerilla Horizontal | LONGITUD PARCIAL DC | LONGITUD FINAL DC | LONGITUD FINAL FO |  |  |  |  | CANT. RECT. E6150/PU6200 | CANT. CB 25A | CANT. CB 32A | CANT. CB 50A | CANT. CB 16A | CANT. RECT. PBC6200 | CANT. SPD 6PATH(32A) | CANT. SPD 6PATH(50A) | CANT. CB 16A NEGRO | CABLE POWER BB 10 M | CANT. PSU RBS 6101 | CANT. PDU RBS 6101 | SPD (25A-32A) RBS 6101 | SPD (50A) RBS 6101 | EXP DCDU |  |  | Requiere soportes para antenas nuevas en torre | Altura de instalación | Sector de Instalación | Requiere Soporte de Radios / Nivel de piso | Otros comentarios |  |  | Requiere adicionar CB en tablero AC para la nueva Cabina | Se requiere ducto LT para el acople con tubo CONDUIT (Longitud total para 1 y/o 2 Cabinas) | Cantidad de Bolquillas para ducto LT | Otros comentarios |  |  | Requiere Losa nueva | Requiere Rieles nuevas | Requiere Ducto Conduit hasta Riel o Losa Nueva | Requiere escalerilla horizontal Nueva | Otros comentarios |  |  | Requiere Escalerilla Vertical Nueva | Requiere Mover Cables existentes para liberar espacio | Requiere desinstalar Cables sin uso para liberar espacio | Otros comentarios | Requiere kit GPS | comentarios |  | El cable de tierra requerido para la nueva cabina es mayor a 12m | Longitud de cable de tierra requerido (mayor a 12m) | Se requiere adicionar una nueva barra de tierra en sitio para equipos | Cantidad de Nuevas Barras de Tierra en soportería 1 | ALTURA de Nuevas Barras de Tierra en soportería 1 | Sector de Instalación Soportería 1 | Cantidad de Nuevas Barras de Tierra en soportería 2 | ALTURA de Nuevas Barras de Tierra en soportería 2 | Sector de Instalación Soportería 2 | Cantidad de Nuevas Barras de Tierra en soportería 3 | ALTURA de Nuevas Barras de Tierra en soportería 3 | Sector de Instalación Soportería 3
527 | 367 | 487 | 527 | 527 | 527 | 527 | 527 | 527 | 527 | 527 | 527 | 527 | 527 | 527 | 527 | 517 | 527 | 527 | 527 | 527 | 527 | 527 | 527 | 527 | 527 | 0 | 527 | 527 | 527 | 527 | 527 | 527 | 527 | 527 | 527 | 527 | 527 | 527 | 519 | 527 | 519 | 527 | 527 | 527 | 527 | 527 | 527 | 527 | 527 | 527 | 527 | 527 | 527 | 527 | 527 | 527 | 527 | 396 | 396 | 396 | 396 | 396 | 527 | 44 | 41 | 0 | 527 | 527 | 0 | 0 | 527 | 527 | 527 | 527 | 527 | 527 | 527 | 0 | 527 | 527 | 0 | 527 | 527 | 527 | 527 | 527 | 527 | 527 | 527 | 527 | 527 | 527 | 527 | 527 | 527 | 340 | 356 | 0 | 160 | 160 | 160 | 0 | 160 | 0 | 0 | 0 | 0 | 0 | 0 | 527 | 0 | 527 | 527 | 527 | 0 | 527 | 0 | 0 | 0 | 0 | 5 | [6 empty] | 28 | 2 | 23 | 1 | 0 | 0 | 0 | 0 | 42 | 5 | 0 | 0 | 47 | 0 | 527 | 527 | 0 | 527 | 0 | 0 | 0 | 0 | 0 | 0 | 0 | 0 | 1 | 0 | 0 | 27 | 27 | 160 | 160 | 0 | 0 | 0 | 0 | 0 | 5 | 0 | 1 | 5 | 5 | 9 | 1 | 9 | 6 | 6 | 1 | 0 | 0 | 6 | 38 | 2 | 0 | 12 | 11 | 11 | 5 | 9 | 1 | 0 | 0 | 0 | 0 | 0 | 0 | 0 | 0 | 0 | 0 | 0 | 0 | 0 | 0 | 0 | 0 | 0 | 0 | 0 | 0 | 0 | 0 | 0 | 4 | 13 | 12 | 12 | 7 | 7 | 7 | 2 | 2 | 2 | 6 | 0 | 0 | 0 | 0 | 527 | 160 | 93 | 50 | 50 | 0 | 0 | 0 | 0 | 0 | 0 | 53 | 1 | 1 | 6 | 0 | 14
Nº | NEW ID | Last Project | Project | ID | Sitio | Estatus | Latitud | Longitud | ASP | Provincia | Municipio | Departamento | Altura de Torre | Tipo de Torre | GABINETE 1 | GABINETE 2 | [11 empty] | Radios GSM | cant. | Controladora |  | RBS | Cell Carrier | cant. | Controladora |  | RBS | Radios 1900 | cant. | Controladora |  | RBS | Radios 700 | cant. | Controladora |  | RBS | Radios AWS | cant. | Controladora |  | RBS | Radios LTE 1900 | cant. | Controladora |  | RBS | Radios LTE 1900 | cant. | Controladora |  | RBS | TOTAL RADIOS | [163 empty] | CONFIGURACIÓN FINAL | SDED | SDED | Desinstalación de Radios B2 | COD prices | ASP | Cuadrilla | FECHA SURVEY | ATS | SIR TORRE | SIR PISO | Rep. Antenas MAL | Se soluciono | Cant. Antenas Requeridas |  |  | Moderniza LTE AWS
1 |  | RO 2021 - LTE Capacity H2-P1 / LTE RO 2020 Capacity H1 - AWS/High Load Cells_Only F1 | Proyecto Millicom Bolivia 3YPlan 2023 | D23 | 23 de Diciembre | In Services | -17.7752 | -63.1164 | Urban | Santa Cruz de la Sierra | Andres Ibanez | Santa Cruz | 25 | Selfsupported | PBC6200 | - | 3 | 3 | 0 | 0 | 3 | 3 | 0 | 0 | 12 |  | 1 DUG 20 01-1 BB 6630 WL | 3 RRUS 12 B5 G | 3 | 1 DUG 20 01 | 1 | RBS 6601 | 3 RRUS01B5 W | 3 | 1 BB 6630 WL | 1 | RBS 6630 | N/A | 0 | N/A | 0 | N/A | 3 RRUS 11 B12 | 3 | 0 BB 6630 WL | 0 | RBS 6630 | 3 R4415B66A L | 3 | 0 BB6630 WL | 0 | RBS 6630 | N/A | 0 | N/A | 0 | N/A | [5 empty] | 12 |  |  |  | 2023 | GWL |  |  | WL-01-Mod. 850 (2-3) ; Exp. LTE (GH) ; Sectorizar (FI) | 2 | 3 | 0 | 0 | 0 | 0 |  | 5 | 12 |  | 0 | 0 | 2 | 0 | 0 | 1 | 2 | 5 | Mod. 850 (2-3) ; Exp. LTE (GH) ; Sectorizar (FI) | ABCDEF | IGH(2-3) | 4 | 0 | 0 | Keep BB 6630 | N/A |  | Keep BB 6630 WL | WL-01 | - |  | 0 | [6 empty] | INST : Mod. 850 / LTE 1900 / Sectorize AWS&1900 / |  | MIC BO 3YPlan 2023_5R_5A | 1 | 2xRadio 2219 B5, 3xRadio 4415 B2/25, |  | 2xAntenna 4pH, 1xTwin Beam Antenna, 2xAntena 80010767, | [11 empty] | 4 |  | 2 | [5 empty] | 8 |  |  |  | 2 |  | 50 | 5 |  | 42 | [13 empty] | 0 | 14 | [66 empty] | 2xRadio 2219 B5, 3xRadio 4415 B2/25, 2xAntenna 4pH, 1xTwin Beam Antenna, 2xAntena 80010767, | EXISTING SITE 2G/3G 850/LTE 700/AWS/ L:ABCDEF-> INST : Mod. 850 / LTE 1900 / Sectorize AWS&1900 / New :IGH(2-3) | 2xRadio 2219 B5, 3xRadio 4415 B2/25, 2xAntenna 4pH, 1xTwin Beam Antenna, 2xAntena 80010767, | 0 | 12 | [11 empty] | DF
2 |  | RO 2021 - LTE Capacity H2/0 | Proyecto Millicom Bolivia 3YPlan 2023 | NOV | 23 de Noviembre | In Services | -17.7282 | -63.1561 | Urban | Santa Cruz de la Sierra | Andres Ibanez | Santa Cruz | 40 | Selfsupported | PBC6200 | - | 0 | 3 | 0 | 0 | 0 | 3 | 1 | 0 | 7 |  | 1 DUW 31 01-1 BB 6630 L | N/A | 0 | N/A | 0 | N/A | 3 RRUS 01 B5 | 3 | 1 DUW 31 01 | 1 | RBS6601 Share | N/A | 0 | N/A | 0 | N/A | N/A | 0 | 0 BB 6630 L | 0 | RBS6630 | 3 RRUS 32 B4 | 3 | 1 BB 6630 L | 1 | RBS6630 | 1 R 4415 B2/B25 | 1 | 0 BB 6630 L | 0 | RBS6630 | [5 empty] | 7 |  |  |  | 2023 | WL |  |  | L-01-Mod. 850 (1-3) ; Exp. LTE (CGH) ; Sectorizar (FI) | 2 | 2 | 0 | 0 | 1 | 0 |  | 5 | 7 |  | 1 | 0 | 2 | 0 | 0 | 1 | 0 | 4 | Mod. 850 (1-3) ; Exp. LTE (CGH) ; Sectorizar (FI) | DEFI | CGH(1-3) | 1 | 0 | 0 | Keep BB 6630 | N/A |  | Keep BB 6630 L | L-01 | - |  | 0 | [6 empty] | INST : Mod. 850 / LTE 700 / LTE 1900 / Sectorize AWS&1900 / |  | MIC BO 3YPlan 2023_5R_4A | 4 | 2xRadio 2219 B5, 2xRadio 4415 B2/25, 1xRadio 4478 B12A, |  | 1xAntenna 2pL, 2xAntenna 4pH, 1xTwin Beam Antenna, | [25 empty] | 70 | 5 |  | 59 | [13 empty] | 0 | 14 | [66 empty] | 2xRadio 2219 B5, 2xRadio 4415 B2/25, 1xRadio 4478 B12A, 1xAntenna 2pL, 2xAntenna 4pH, 1xTwin Beam Antenna, | EXISTING SITE 3G 850/AWS/LTE 1900/ L:DEFI-> INST : Mod. 850 / LTE 700 / LTE 1900 / Sectorize AWS&1900 / New :CGH(1-3) | 2xRadio 2219 B5, 2xRadio 4415 B2/25, 1xRadio 4478 B12A, 1xAntenna 2pL, 2xAntenna 4pH, 1xTwin Beam Antenna, | [8 empty] | #N/A
3 |  | / LTE RO 2020 Capacity H1 - 1900Mhz | Proyecto Millicom Bolivia 3YPlan 2023 | 3ANI | 3er. Anillo Mutualista | In Services | -17.7636 | -63.1629 | Urban | Santa Cruz de la Sierra | Andres Ibanez | Santa Cruz | 9 | Monopolo | RBS6101 | - | 3 | 3 | 0 | 0 | 0 | 3 | 3 | 0 | 12 |  | 1 DUG 20 01-1 DUW 31 01-1 DUS 31 02 | 3 RRUS 01B5 G | 3 | 1 DUG 20 01 | 1 | RBS 6101_SHARE | 3 RRU 01 B5 | 3 | 1 DUW 31 01 | 1 | RBS 6101 | N/A | 0 | N/A | 0 | N/A | N/A | 0 | N/A | 0 | N/A | 3 RRUS 11 B4 | 3 | 1 DUS 31 02 | 1 | RBS 6101_SHARE | 3 R 2217B2 | 3 | 0 DUS 31 02 | 0 | RBS 6601_SHARE | [5 empty] | 12 | OK | Oscar |  | 2023 | GWL |  |  | GWL-01-Mod. 850 (1-2-3) ; Exp. LTE (C) ; AAS FDD (DEGH) ; Sectorizar (FI) | 3 | 0 | 0 | 1 | 1 | 2 |  | 7 | 12 |  | 0 | 0 | 0 | 1 | 0 | 1 | 0 | 2 | Mod. 850 (1-2-3) ; Exp. LTE (C) ; AAS FDD (DEGH) ; Sectorizar (FI) | DEFGHI | C(1-2-3) | 2 | 1 | 2 | Baseband 6631 | Baseband 6651 |  | Baseband 6631 GWL-Baseband 6651 L | GWL-01 | L-01 |  | 0 | [6 empty] | INST : Mod. 850 / LTE 700 / Sectorize AWS&1900 / AAS FDD AWS&1900 / |  | MIC BO 3YPlan 2023_3BB_7R_2A | 2 | 1xBaseband 6631, 2xBaseband 6651, 3xRadio 2219 B5, 1xRadio 4499 44B2/25 44B66A, 1xRadio 4478 B12A, 2xRadio AAS B25/B66, |  | 1xAntenna 4pL, 1xTwin Beam Antenna, | [25 empty] | 30 | 7 |  | 24 | [11 empty] | 6 | 4 | 10 | 25 | [15 empty] | 1 |  |  | 3 |  |  |  | 2 | 5 | AB |  | Soportes para antenas air en mastil (rooftop) de 3'' | [39 empty] | 1xBaseband 6631, 2xBaseband 6651, 3xRadio 2219 B5, 1xRadio 4499 44B2/25 44B66A, 1xRadio 4478 B12A, 2xRadio AAS B25/B66, 1xAntenna 4pL, 1xTwin Beam Antenna, | EXISTING SITE 2G/3G 850/AWS/LTE 1900/ L:DEFGHI-> INST : Mod. 850 / LTE 700 / Sectorize AWS&1900 / AAS FDD AWS&1900 / New :C(1-2-3) | 1xBaseband 6631, 2xBaseband 6651, 3xRadio 2219 B5, 1xRadio 4499 44B2/25 44B66A, 1xRadio 4478 B12A, 2xRadio AAS B25/B66, 1xAntenna 4pL, 1xTwin Beam Antenna, | 0 | - | [6 empty] | #N/A |  |  |  |  | D
4 |  | / Swap CBBA 2018 | Proyecto Millicom Bolivia 3YPlan 2023 | ASN | Aasana Cbba | In Services | -17.4135 | -66.1772 | Urban | Cochabamba | Cercado (CBBA) | Cochabamba | 25 | Selfsupported | Enclosure 6150 | - | 0 | 0 | 3 | 0 | 3 | 3 | 0 | 0 | 9 |  | 1 BB 5216 GWL | 3 R 2219 B5 GW | 3 | 1 BB 5216 GWL | 1 | RBS 6601 | 0 R 2219 B5 GW | 0 | 0 BB 5216 GWL | 0 | RBS6601 | N/A | 0 | N/A | 0 | N/A | 3 RRUS 11 B12 | 3 | 0 BB 5216 GWL | 0 | RBS6601 | 3 RRUS 32 B4 | 3 | 0 BB 5216 GWL | 0 | RBS6601 | N/A | 0 | N/A | 0 | N/A | [5 empty] | 9 | OK | Brian |  | 2023 | GWL |  |  | GWL-01-Mod. 850 (2) ; Exp. LTE (H) ; | 0 | 1 | 0 | 0 | 0 | 0 |  | 1 | 9 |  | 0 | 0 | 1 | 0 | 0 | 0 | 0 | 1 | Mod. 850 (2) ; Exp. LTE (H) ; | ABCDEF | H(2) | 2 | 1 | 0 | Baseband 6631 | N/A |  | Baseband 6631 GWL | GWL-01 | - |  | 0 | [6 empty] | INST : Mod. 850 / LTE 1900 / |  | MIC BO 3YPlan 2023_1BB_1R_1A | 18 | 1xBaseband 6631, 1xRadio 4415 B2/25, |  | 1xAntenna 4pH, | [25 empty] | 50 | 1 |  | 42 | [13 empty] | 0 | 14 | [19 empty] | SI | [46 empty] | 1xBaseband 6631, 1xRadio 4415 B2/25, 1xAntenna 4pH, | EXISTING SITE MIXMODE 850/LTE 700/AWS/ L:ABCDEF-> INST : Mod. 850 / LTE 1900 / New :H(2) | 1xBaseband 6631, 1xRadio 4415 B2/25, 1xAntenna 4pH, | 0 | 2
5 |  | RO 2021 - LTE Capacity H1_119 Sitios / LTE RO 2020 Capacity H1 - 1900Mhz | Proyecto Millicom Bolivia 3YPlan 2023 | ABA | Abasto | In Services | -17.7946 | -63.2075 | Urban | Santa Cruz de la Sierra | Andres Ibanez | Santa Cruz | 40 | Selfsupported | RBS6101 | - | 3 | 3 | 0 | 0 | 3 | 3 | 3 | 0 | 15 |  | 1 BB 6630 GL-1 DUW 31 01 | 3 RRUS 12 B5 | 3 | 1 BB 6630 GL | 1 | RBS 6630 | 3 RRUS 01 B5 | 3 | 1 DUW 31 01 | 1 | RBS6601 | N/A | 0 | N/A | 0 | N/A | 3 R 4478 B12A | 3 | 0 BB 6630 GL | 0 | RBS 6630 | 3 RRUS 11 B4 | 3 | 0 BB 6630 GL | 0 | RBS 6630 | 3 R 2217B2 | 3 | 0 BB 6630 GL | 0 | RBS 6630 | [5 empty] | 15 |  |  |  | 2023 | GWL |  |  | GL-01-Mod. 850 (1-2-3) ; AAS FDD (DEFGHI) ; | 3 | 0 | 0 | 0 | 0 | 3 |  | 6 | 15 |  | 0 | 0 | 0 | 0 | 0 | 0 | 0 | 0 | Mod. 850 (1-2-3) ; AAS FDD (DEFGHI) ; | ABCDEFGHI | (1-2-3) | 26 | 0 | 2 | Keep BB 6630 | Baseband 6651 |  | Keep BB 6630 GL-Baseband 6651 L | GL-01 | L-01 |  | 0 | [6 empty] | INST : Mod. 850 / AAS FDD AWS&1900 / |  | MIC BO 3YPlan 2023_2BB_6R | 11 | 2xBaseband 6651, 3xRadio 2219 B5, 3xRadio AAS B25/B66, | [27 empty] | 70 | 6 |  | 59 | [13 empty] | 0 | 14 | [66 empty] | 2xBaseband 6651, 3xRadio 2219 B5, 3xRadio AAS B25/B66, | EXISTING SITE 2G/3G 850/LTE 700/AWS/LTE 1900/ L:ABCDEFGHI-> INST : Mod. 850 / AAS FDD AWS&1900 / New :(1-2-3) | 2xBaseband 6651, 3xRadio 2219 B5, 3xRadio AAS B25/B66, | 0 | - | [6 empty] | #N/A
6 |  | / Swap CBBA 2018 | Proyecto Millicom Bolivia 3YPlan 2023 | ARN | Arani | In Services | -17.5698 | -65.7723 | Rural | Arani | Arani | Cochabamba | 60 | Selfsupported | PBC6200 | - | 0 | 0 | 3 | 0 | 3 | 3 | 0 | 0 | 9 |  | 1 BB 5216 GW-1 BB 5212 L | 3 R 2219 B5 GW | 3 | 1 BB 5216 GW | 1 | RBS 6601 | 0 R 2219 B5 GW | 0 | 0 BB 5216 GW | 0 | RBS 6601 | N/A | 0 | N/A | 0 | N/A | 3 RRUS 11 B12 | 3 | 1 BB 5212 L | 1 | RBS 6601 | 3 RRUS 32 B4 | 3 | 0 BB 5212 L | 0 | RBS 6601 | N/A | 0 | N/A | 0 | N/A | [5 empty] | 9 |  |  |  | PRIO 1 - 2023 | GWL |  |  | GWL-01-Mod. 850 (3) ; Exp. LTE (I) ; MIMO4 LTE (DF) ; | 0 | 0 | 0 | 1 | 0 | 0 |  | 1 | 9 |  | 0 | 0 | 1 | 0 | 0 | 0 | 0 | 1 | Mod. 850 (3) ; Exp. LTE (I) ; MIMO4 LTE (DF) ; | ABCDEF | I(3) | 1 | 1 | 0 | Baseband 6631 | N/A |  | Baseband 6631 GWL | GWL-01 | - |  | 0 | [6 empty] | INST : Mod. 850 / LTE 1900 / |  | MIC BO 3YPlan 2023_1BB_1R_1A | 18 | 1xBaseband 6631, 1xRadio 4499 44B2/25 44B66A, |  | 1xAntenna 4pH, | [25 empty] | 100 | 1 |  | 81 | [11 empty] | 60 | 5 | 65 | 87 | [12 empty] | 1 | [39 empty] | 1 | 59 | BC | [11 empty] | 1xBaseband 6631, 1xRadio 4499 44B2/25 44B66A, 1xAntenna 4pH, | EXISTING SITE MIXMODE 850/LTE 700/AWS/ L:ABCDEF-> INST : Mod. 850 / LTE 1900 / New :I(3) | 1xBaseband 6631, 1xRadio 4499 44B2/25 44B66A, 1xAntenna 4pH, | 0 | 12 | [6 empty] | SI | NO | 2
7 |  | / LTE RO 2020 Capacity H2 - 1900Mhz | Proyecto Millicom Bolivia 3YPlan 2023 | ARE | Arenal | In Services | -17.7782 | -63.1842 | Urban | Santa Cruz de la Sierra | Andres Ibanez | Santa Cruz | 6 | Monopolo | PU6210 | - | 3 | 3 | 0 | 3 | 0 | 3 | 0 | 0 | 12 |  | 1 DUG 20 01-1 DUW 31 01-1 DUW 31 01-1 DUS 31 02 | 3 RRU 12 B5 | 3 | 1 DUG 20 01 | 1 | RBS 6601_SHARE | 3 RRU 01 B5 | 3 | 1 DUW 31 01 | 1 | RBS 6601_SHARE | 3 RRUS 01 B2 W | 3 | 1 DUW 31 01 | 1 | RBS 6601_SHARE | N/A | 0 | N/A | 0 | N/A | 3 RRU 11 B4 | 3 | 1 DUS 31 02 | 1 | RBS 6601_SHARE | N/A | 0 | N/A | 0 | N/A | [5 empty] | 12 | OK | Oscar |  | 2023 | GWL |  |  | GWL-01-Mod. 850 (3) ; Exp. LTE (GH) ; MIMO4 LTE (DE) ; AAS FDD (FI) ; | 1 | 0 | 0 | 2 | 0 | 1 |  | 4 | 12 |  | 0 | 0 | 2 | 0 | 0 | 0 | 2 | 4 | Mod. 850 (3) ; Exp. LTE (GH) ; MIMO4 LTE (DE) ; AAS FDD (FI) ; | DEFI | GH(3) | 2 | 1 | 1 | Baseband 6631 | Baseband 6651 |  | Baseband 6631 GWL-Baseband 6651 L | GWL-01 | L-01 |  | 0 | [6 empty] | INST : Mod. 850 / LTE 1900 / AAS FDD AWS&1900 / |  | MIC BO 3YPlan 2023_2BB_4R_4A | 1 | 1xBaseband 6631, 1xBaseband 6651, 1xRadio 2219 B5, 2xRadio 4499 44B2/25 44B66A, 1xRadio AAS B25/B66, |  | 2xAntenna 4pH, 2xAntena 80010767, | [11 empty] | 4 | [8 empty] | 8 |  |  | 2 |  | 30 | 4 |  | 21 | [11 empty] | 10 | 10 | 20 | 36 | [12 empty] | 1 | [9 empty] | 2 | 19 | AB |  | Soportes para antenas en losa de azotea (rooftop) | [25 empty] | 1 | 19 | AB | 1 | 19 | C |  |  |  | Se instalan a nivel de piso |  |  |  |  | 1xBaseband 6631, 1xBaseband 6651, 1xRadio 2219 B5, 2xRadio 4499 44B2/25 44B66A, 1xRadio AAS B25/B66, 2xAntenna 4pH, 2xAntena 80010767, | EXISTING SITE 2G/3G 850/3G 1900/AWS/ L:DEFI-> INST : Mod. 850 / LTE 1900 / AAS FDD AWS&1900 / New :GH(3) | 1xBaseband 6631, 1xBaseband 6651, 1xRadio 2219 B5, 2xRadio 4499 44B2/25 44B66A, 1xRadio AAS B25/B66, 2xAntenna 4pH, 2xAntena 80010767, | 3 | - | [6 empty] | #N/A
8 |  | RO 2021 - LTE Capacity H2/RO 2021 - LTE Capacity H1_119 Sitios / Swap CBBA 2018 | Proyecto Millicom Bolivia 3YPlan 2023 | ARM | Aroma | In Services | -17.3991 | -66.1555 | Urban | Cochabamba | Cercado (CBBA) | Cochabamba | 6 | Monopolo | PBC6200 | - | 0 | 0 | 3 | 0 | 0 | 3 | 2 | 0 | 8 |  | 1 BB 5216 GW-1 BB 6630 L | 3 R 2219 B5 GW | 3 | 1 BB 5216 GW | 1 | RBS 6601_SHARE | 0 R 2219 B5 GW | 0 | 0 BB 5216 GW | 0 | RBS 6601_SHARE | N/A | 0 | N/A | 0 | N/A | N/A | 0 | 0 BB 6630 L | 0 | RBS6630 | 3 RRUS 32 B4 | 3 | 1 BB 6630 L | 1 | RBS6630 | 2 R 4415 B2/B25 | 2 | 0 BB 6630 L | 0 | RBS6630 | [5 empty] | 8 |  |  |  | 2023 | GWL |  |  | L-01-Mod. 850 (1-2) ; Exp. LTE (ABI) ; Sectorizar (DEGH) | 0 | 1 | 0 | 0 | 1 | 0 |  | 2 | 8 |  | 0 | 0 | 1 | 2 | 0 | 2 | 1 | 6 | Mod. 850 (1-2) ; Exp. LTE (ABI) ; Sectorizar (DEGH) | DEFGH | ABI(1-2) | 1 | 0 | 0 | Keep BB 6630 | N/A |  | Keep BB 6630 L | L-01 | - |  | 0 | [6 empty] | INST : Mod. 850 / LTE 700 / LTE 1900 / Sectorize AWS&1900 / |  | MIC BO 3YPlan 2023_2R_6A | 1 | 1xRadio 4415 B2/25, 1xRadio 4478 B12A, |  | 1xAntenna 4pH, 2xAntenna 4pL, 2xTwin Beam Antenna, 1xAntena 80010767, | [13 empty] | 2 | [5 empty] | 4 |  |  |  | 1 |  | 30 | 2 |  | 21 | [13 empty] | 0 | 14 | [66 empty] | 1xRadio 4415 B2/25, 1xRadio 4478 B12A, 1xAntenna 4pH, 2xAntenna 4pL, 2xTwin Beam Antenna, 1xAntena 80010767, | EXISTING SITE MIXMODE 850/AWS/LTE 1900/ L:DEFGH-> INST : Mod. 850 / LTE 700 / LTE 1900 / Sectorize AWS&1900 / New :ABI(1-2) | 1xRadio 4415 B2/25, 1xRadio 4478 B12A, 1xAntenna 4pH, 2xAntenna 4pL, 2xTwin Beam Antenna, 1xAntena 80010767, | 0 | -
9 |  | / Swap CBBA 2018 | Proyecto Millicom Bolivia 3YPlan 2023 | ACB | Automovil Club | In Services | -17.3929 | -66.1746 | Urban | Cochabamba | Cercado (CBBA) | Cochabamba | 40 | Selfsupported | PBC6200 | - | 0 | 0 | 3 | 0 | 0 | 3 | 0 | 0 | 6 |  | 1 BB 5216 GW-1 BB 5212 L | 3 R 2219 B5 GW | 3 | 1 BB 5216 GW | 1 | RBS 6601 | 0 R 2219 B5 GW | 0 | 0 BB 5216 GW | 0 | RBS 6601 | N/A | 0 | N/A | 0 | N/A | N/A | 0 | N/A | 0 | N/A | 3 RRUS 32 B4 | 3 | 1 BB 5212 L | 1 | RBS 6601 | N/A | 0 | N/A | 0 | N/A | [5 empty] | 6 | OK | Oscar |  | PRIO 1 - 2023 | GWL |  |  | GWL-01-Exp. LTE (HI) ; MIMO4 LTE (DEF) ; | 0 | 0 | 0 | 2 | 0 | 0 |  | 2 | 6 |  | 0 | 0 | 2 | 0 | 0 | 0 | 2 | 4 | Exp. LTE (HI) ; MIMO4 LTE (DEF) ; | DEF | HI | 3 | 1 | 0 | Baseband 6631 | N/A |  | Baseband 6631 GWL | GWL-01 | - |  | 0 | [6 empty] | INST : LTE 1900 / |  | MIC BO 3YPlan 2023_1BB_2R_4A | 10 | 1xBaseband 6631, 2xRadio 4499 44B2/25 44B66A, |  | 2xAntenna 4pH, 2xAntena 80010767, | [11 empty] | 4 | [7 empty] | 8 |  |  |  | 2 |  | 70 | 2 |  | 59 | [11 empty] | 33 | 6 | 39 | 58 | [10 empty] | 1 |  | 1 | 1 | [41 empty] | 1 | 30.5 | AC | [8 empty] | 1xBaseband 6631, 2xRadio 4499 44B2/25 44B66A, 2xAntenna 4pH, 2xAntena 80010767, | EXISTING SITE MIXMODE 850/AWS/ L:DEF-> INST : LTE 1900 / New :HI | 1xBaseband 6631, 2xRadio 4499 44B2/25 44B66A, 2xAntenna 4pH, 2xAntena 80010767, | 0 | 14
10 |  | / Desinstalación H1 1900 2020 | Proyecto Millicom Bolivia 3YPlan 2023 | AVA | Av. Aerea | In Services | -17.4116 | -66.1641 | Urban | Cochabamba | Cercado (CBBA) | Cochabamba | 25 | Selfsupported | Enclosure 6150 | - | 0 | 0 | 3 | 0 | 0 | 3 | 0 | 0 | 6 |  | 1 BB 5216 GW-1 BB 5212 L | 3 R 2219 B5 GW | 3 | 1 BB 5216 GW | 1 | RBS6601 Share | 0 R 2219 B5 GW | 0 | 0 BB 5216 GW | 0 | RBS6601 | N/A | 0 | NA | 0 | N/A | N/A | 0 | N/A | 0 | N/A | 3 RRUS 32 B4 | 3 | 1 BB 5212 L | 1 | RBS6601 Share | N/A | 0 | N/A | 0 | N/A | [5 empty] | 6 | OK | Brian |  | PRIO 1 - 2023 | GWL |  |  | GWL-01-Exp. LTE (GI) ; MIMO4 LTE (DEF) ; | 0 | 0 | 0 | 2 | 0 | 0 |  | 2 | 6 |  | 0 | 0 | 2 | 0 | 0 | 0 | 2 | 4 | Exp. LTE (GI) ; MIMO4 LTE (DEF) ; | DEF | GI | 1 | 1 | 0 | Baseband 6631 | N/A |  | Baseband 6631 GWL | GWL-01 | - |  | 0 | [6 empty] | INST : LTE 1900 / |  | MIC BO 3YPlan 2023_1BB_2R_4A | 10 | 1xBaseband 6631, 2xRadio 4499 44B2/25 44B66A, |  | 2xAntenna 4pH, 2xAntena 80010767, | [11 empty] | 4 | [7 empty] | 8 |  |  |  | 2 |  | 50 | 2 |  | 42 | [13 empty] | 0 | 14 | [19 empty] | NO | [46 empty] | 1xBaseband 6631, 2xRadio 4499 44B2/25 44B66A, 2xAntenna 4pH, 2xAntena 80010767, | EXISTING SITE MIXMODE 850/AWS/ L:DEF-> INST : LTE 1900 / New :GI | 1xBaseband 6631, 2xRadio 4499 44B2/25 44B66A, 2xAntenna 4pH, 2xAntena 80010767, | 0 | 12
11 |  | / Swap CBBA 2018 | Proyecto Millicom Bolivia 3YPlan 2023 | AME | Av. America | In Services | -17.3722 | -66.1664 | Urban | Cochabamba | Cercado (CBBA) | Cochabamba | 6 | Monopolo | Enclosure 6150 | - | 0 | 0 | 3 | 0 | 0 | 3 | 0 | 0 | 6 |  | 1 BB 5216 GWL | 3 R 2219 B5 GW | 3 | 1 BB 5216 GWL | 1 | RBS 6601 | 0 R 2219 B5 GW | 0 | 0 BB 5216 GWL | 0 | RBS 6601 | N/A | 0 | N/A | 0 | N/A | N/A | 0 | N/A | 0 | N/A | 3 RRUS 32 B4 | 3 | 0 BB 5216 GWL | 0 | RBS 6601 | N/A | 0 | N/A | 0 | N/A | [5 empty] | 6 |  |  |  | 2023 | GWL |  |  | GWL-01-Exp. LTE (GHI) ; | 0 | 3 | 0 | 0 | 0 | 0 |  | 3 | 6 |  | 0 | 0 | 3 | 0 | 0 | 0 | 3 | 6 | Exp. LTE (GHI) ; | DEF | GHI | 2 | 1 | 0 | Baseband 6631 | N/A |  | Baseband 6631 GWL | GWL-01 | - |  | 0 | [6 empty] | INST : LTE 1900 / |  | MIC BO 3YPlan 2023_1BB_3R_6A | 4 | 1xBaseband 6631, 3xRadio 4415 B2/25, |  | 3xAntenna 4pH, 3xAntena 80010767, | [13 empty] | 6 | [6 empty] | 12 |  |  | 3 |  | 30 | 3 |  | 21 | [13 empty] | 0 | 14 | [19 empty] | NO | [46 empty] | 1xBaseband 6631, 3xRadio 4415 B2/25, 3xAntenna 4pH, 3xAntena 80010767, | EXISTING SITE MIXMODE 850/AWS/ L:DEF-> INST : LTE 1900 / New :GHI | 1xBaseband 6631, 3xRadio 4415 B2/25, 3xAntenna 4pH, 3xAntena 80010767, | 0 | -
12 |  | RO 2021 - LTE Capacity H2-P1 / LTE RO 2019 Capacity H2/High Load Cells_Only F1 | Proyecto Millicom Bolivia 3YPlan 2023 | BTO | Av. Barrientos | In Services | -17.3387 | -63.2461 | Urban | Montero | Obispo Santisteban | Santa Cruz | 25 | Poste Metálico | RBS6101 | - | 3 | 3 | 0 | 2 | 0 | 2 | 0 | 0 | 10 |  | 1 DUG 20 01-1 DUW3101-1 DUW 31 01-1 BB 5216 L | 3 RRUS 01 B5 G | 3 | 1 DUG 20 01 | 1 | RBS 6101 | 3 RRUS01B5 W | 3 | 1 DUW3101 | 1 | RBS 6101 | 2 RRUS 12 B2 W | 2 | 1 DUW 31 01 | 1 | RBS 6101 | N/A | 0 | N/A | 0 | N/A | 2 R 4415B66A L | 2 | 1 BB 5216 L | 1 | RBS 6101 | N/A | 0 | N/A | 0 | N/A | [5 empty] | 10 |  |  |  | 2023 | GWL |  |  | GWL-01-Mod. 850 (2) ; Exp. LTE (GHI) ; | 1 | 3 | 0 | 0 | 0 | 0 |  | 4 | 10 |  | 0 | 0 | 3 | 0 | 0 | 0 | 0 | 3 | Mod. 850 (2) ; Exp. LTE (GHI) ; | DEF | GHI(2) | 5 | 1 | 0 | Baseband 6631 | N/A |  | Baseband 6631 GWL | GWL-01 | - |  | 0 | [6 empty] | INST : Mod. 850 / LTE 1900 / |  | MIC BO 3YPlan 2023_1BB_4R_3A | 12 | 1xBaseband 6631, 1xRadio 2219 B5, 3xRadio 4415 B2/25, |  | 3xAntenna 4pH, | [25 empty] | 50 | 4 |  | 42 | [13 empty] | 0 | 14 | [66 empty] | 1xBaseband 6631, 1xRadio 2219 B5, 3xRadio 4415 B2/25, 3xAntenna 4pH, | EXISTING SITE 2G/3G 850/3G 1900/AWS/ L:DEF-> INST : Mod. 850 / LTE 1900 / New :GHI(2) | 1xBaseband 6631, 1xRadio 2219 B5, 3xRadio 4415 B2/25, 3xAntenna 4pH, | 2 | - | [6 empty] | #N/A |  |  |  |  | D
13 |  |  | Proyecto Millicom Bolivia 3YPlan 2023 | BCM | B. Comarapa | In Services | -17.8552 | -63.2068 | Urban | Santa Cruz de la Sierra | Andres Ibanez | Santa Cruz | 40 | Selfsupported | RBS6101 | - | 3 | 3 | 0 | 0 | 0 | 2 | 0 | 1 | 9 |  | 1 DUG 20 01-1 DUW 31 01-1 BB 5212 L | 3 RRUS 12 B5 | 3 | 1 DUG 20 01 | 1 | RBS6601 Share | 3 RRUS 01 B5 | 3 | 1 DUW 31 01 | 1 | RBS6601 Share | N/A | 0 | N/A | 0 | N/A | N/A | 0 | N/A | 0 | N/A | 2 RRUS 11 B4 | 2 | 1 BB 5212 L | 1 | RBS6601 Share | N/A | 0 | N/A | 0 | N/A | 1 R 4499 B2B25B66A | 1 | 0 BB 5212 L | 0 | RBS6601 Share | 9 |  |  |  | 2023 | GWL |  |  | GWL-01-Mod. 850 (1-2) ; Exp. LTE (BGI) ; MIMO4 LTE (DEFH) ; | 2 | 0 | 0 | 2 | 1 | 0 |  | 5 | 9 |  | 1 | 0 | 2 | 0 | 0 | 0 | 0 | 3 | Mod. 850 (1-2) ; Exp. LTE (BGI) ; MIMO4 LTE (DEFH) ; | DEFH | BGI(1-2) | 1 | 1 | 0 | Baseband 6631 | N/A |  | Baseband 6631 GWL | GWL-01 | - |  | 0 | [6 empty] | INST : Mod. 850 / LTE 700 / LTE 1900 / |  | MIC BO 3YPlan 2023_1BB_5R_3A | 9 | 1xBaseband 6631, 2xRadio 2219 B5, 2xRadio 4499 44B2/25 44B66A, 1xRadio 4478 B12A, |  | 1xAntenna 2pL, 2xAntenna 4pH, |  |  |  |  | SI | SI |  |  |  | Definir altura MOD 850 (1-2)_ 2G 39 mts; 3G 35 Mts; Definir Altura LTE AWS&1900 ; Keep Polo libre (39 mts) | [15 empty] | 70 | 5 |  | 59 | [11 empty] | 37 | 6 | 43 | 62 | [10 empty] | 1 |  | 1 | 1 | [41 empty] | 1 | 35.5 | BC | [8 empty] | 1xBaseband 6631, 2xRadio 2219 B5, 2xRadio 4499 44B2/25 44B66A, 1xRadio 4478 B12A, 1xAntenna 2pL, 2xAntenna 4pH, | EXISTING SITE 2G/3G 850/AWS/LTE AWS&1900/ L:DEFH-> INST : Mod. 850 / LTE 700 / LTE 1900 / New :BGI(1-2) | 1xBaseband 6631, 2xRadio 2219 B5, 2xRadio 4499 44B2/25 44B66A, 1xRadio 4478 B12A, 1xAntenna 2pL, 2xAntenna 4pH, | 0 | 11 | [6 empty] | #N/A |  |  |  |  | D
14 |  |  | Proyecto Millicom Bolivia 3YPlan 2023 | B13 | B. 13 de Julio | In Services | -17.8358 | -63.1154 | Urban | Santa Cruz de la Sierra | Andres Ibanez | Santa Cruz | 40 | Selfsupported | RBS6101 | - | 3 | 3 | 0 | 3 | 0 | 3 | 0 | 0 | 12 |  | 1 DUG 20 01-1 DUW 31 01-1 DUW 31 01-1 DUS 31 02 | 3 RRU 01 B5 | 3 | 1 DUG 20 01 | 1 | RBS 6601_SHARE | 3 RRU 01 B5 | 3 | 1 DUW 31 01 | 1 | RBS 6601_SHARE | 3 RRUS 01 B2 W | 3 | 1 DUW 31 01 | 1 | RBS 6601_SHARE | N/A | 0 | N/A | 0 | N/A | 3 RRUS 32 B4 | 3 | 1 DUS 31 02 | 1 | RBS 6601_SHARE | N/A | 0 | N/A | 0 | N/A | [5 empty] | 12 |  |  |  | 2023 | GWL |  |  | GWL-01-Mod. 850 (1) ; Exp. LTE (GHI) ; | 1 | 3 | 0 | 0 | 0 | 0 |  | 4 | 12 |  | 0 | 0 | 3 | 0 | 0 | 0 | 0 | 3 | Mod. 850 (1) ; Exp. LTE (GHI) ; | DEF | GHI(1) | 1 | 1 | 0 | Baseband 6631 | N/A |  | Baseband 6631 GWL | GWL-01 | - |  | 0 | [6 empty] | INST : Mod. 850 / LTE 1900 / |  | MIC BO 3YPlan 2023_1BB_4R_3A | 12 | 1xBaseband 6631, 1xRadio 2219 B5, 3xRadio 4415 B2/25, |  | 3xAntenna 4pH, |  |  |  |  | SI | SI | Si |  |  | Definir altura MOD 850 (1)_ 2G 40 mts- 3G 33 Mts; Definir Altura LTE 1900 (35 mts); Add Polo (35 mts) | [15 empty] | 70 | 4 |  | 59 | [13 empty] | 0 | 14 | [66 empty] | 1xBaseband 6631, 1xRadio 2219 B5, 3xRadio 4415 B2/25, 3xAntenna 4pH, | EXISTING SITE 2G/3G 850/3G 1900/AWS/ L:DEF-> INST : Mod. 850 / LTE 1900 / New :GHI(1) | 1xBaseband 6631, 1xRadio 2219 B5, 3xRadio 4415 B2/25, 3xAntenna 4pH, | [8 empty] | #N/A
15 |  | RO 2021 - LTE Capacity H2-P1 / LTE RO 2020 Capacity H1 - AWS | Proyecto Millicom Bolivia 3YPlan 2023 | B15 | B. 15 de Mayo | In Services | -17.7552 | -63.1195 | Urban | Santa Cruz de la Sierra | Andres Ibanez | Santa Cruz | 40 | Selfsupported | RBS6101 | E6150 | 3 | 3 | 0 | 3 | 0 | 3 | 0 | 0 | 12 |  | 1 BB6630 GWL | 3 RRUS 01B5 G | 3 | 1 BB6630 GWL | 1 | RBS 6630 | 3 RRUS 01B5 W | 3 | 0 BB6630 GWL | 0 | RBS 6630 | 3 RRUS 01 B2 W | 3 | 0 BB6630 GWL | 0 | RBS 6630 | N/A | 0 | N/A | 0 | N/A | 2 RRUS 32 B4 ; 1 R 4415 B66A | 3 | 0 BB6630 GWL | 0 | RBS 6630 | N/A | 0 | N/A | 0 | N/A | [5 empty] | 12 |  |  |  | 2023 | GWL |  |  | GWL-01-Mod. 850 (2) ; Exp. LTE (GHI) ; | 1 | 3 | 0 | 0 | 0 | 0 |  | 4 | 12 |  | 0 | 0 | 3 | 0 | 0 | 0 | 3 | 6 | Mod. 850 (2) ; Exp. LTE (GHI) ; | DEF | GHI(2) | 5 | 0 | 0 | Keep BB 6630 | N/A |  | Keep BB 6630 GWL | GWL-01 | - |  | 0 | [6 empty] | INST : Mod. 850 / LTE 1900 / |  | MIC BO 3YPlan 2023_4R_6A | 1 | 1xRadio 2219 B5, 3xRadio 4415 B2/25, |  | 3xAntenna 4pH, 3xAntena 80010767, | [11 empty] | 6 | [7 empty] | 12 |  |  |  | 3 |  | 70 | 4 |  | 59 | [13 empty] | 0 | 14 | [66 empty] | 1xRadio 2219 B5, 3xRadio 4415 B2/25, 3xAntenna 4pH, 3xAntena 80010767, | EXISTING SITE 2G/3G 850/3G 1900/AWS/ L:DEF-> INST : Mod. 850 / LTE 1900 / New :GHI(2) | 1xRadio 2219 B5, 3xRadio 4415 B2/25, 3xAntenna 4pH, 3xAntena 80010767, | 3 | -
16 |  | / LTE RO 2020 Capacity H1 - 1900Mhz | Proyecto Millicom Bolivia 3YPlan 2023 | B26 | B. 26 de Septiembre | In Services | -17.7267 | -63.1056 | Urban | Santa Cruz de la Sierra | Andres Ibanez | Santa Cruz | 40 | Selfsupported | RBS6101 | - | 3 | 3 | 0 | 0 | 3 | 3 | 3 | 0 | 15 |  | 1 DUG 20 01-1 DUW 31 01-1 DUS 31 02 | 3 RRU 01 B5 | 3 | 1 DUG 20 01 | 1 | RBS 6601_SHARE | 3 RRU 01 B5 | 3 | 1 DUW 31 01 | 1 | RBS 6601 | N/A | 0 | N/A | 0 | N/A | 3 RRUS 11 B12 | 3 | 1 DUS 31 02 | 1 | RBS 6601_SHARE | 3 RRUS 32 B4 | 3 | 0 DUS 31 02 | 0 | RBS 6601_SHARE | 3 R 2217B2 | 3 | 0 DUS 31 02 | 0 | RBS 6601_SHARE | [5 empty] | 15 |  |  |  | 2023 | GWL |  |  | GWL-01-Mod. 850 (1-2-3) ; AAS FDD (FI) ; Sectorizar (DEGH) | 3 | 2 | 0 | 0 | 0 | 1 |  | 6 | 15 |  | 0 | 0 | 0 | 0 | 0 | 2 | 0 | 2 | Mod. 850 (1-2-3) ; AAS FDD (FI) ; Sectorizar (DEGH) | ABCDEFGHI | (1-2-3) | 6 | 1 | 1 | Baseband 6631 | Baseband 6651 |  | Baseband 6631 GWL-Baseband 6651 L | GWL-01 | L-01 |  | 0 | [6 empty] | INST : Mod. 850 / Sectorize AWS&1900 / AAS FDD AWS&1900 / |  | MIC BO 3YPlan 2023_2BB_6R_2A | 18 | 1xBaseband 6631, 1xBaseband 6651, 3xRadio 2219 B5, 2xRadio 4415 B2/25, 1xRadio AAS B25/B66, |  | 2xTwin Beam Antenna, | [25 empty] | 70 | 6 |  | 59 | [13 empty] | 0 | 14 | [66 empty] | 1xBaseband 6631, 1xBaseband 6651, 3xRadio 2219 B5, 2xRadio 4415 B2/25, 1xRadio AAS B25/B66, 2xTwin Beam Antenna, | EXISTING SITE 2G/3G 850/LTE 700/AWS/LTE 1900/ L:ABCDEFGHI-> INST : Mod. 850 / Sectorize AWS&1900 / AAS FDD AWS&1900 / New :(1-2-3) | 1xBaseband 6631, 1xBaseband 6651, 3xRadio 2219 B5, 2xRadio 4415 B2/25, 1xRadio AAS B25/B66, 2xTwin Beam Antenna, | 0 | 11 | [6 empty] | #N/A
17 |  |  | Proyecto Millicom Bolivia 3YPlan 2023 | B30 | B. 30 de Agosto | In Services | -17.7259 | -63.1376 | Urban | Santa Cruz de la Sierra | Andres Ibanez | Santa Cruz | 40 | Selfsupported | PU6210 | - | 3 | 3 | 0 | 2 | 0 | 3 | 0 | 0 | 11 |  | 1 DUG 20 01-1 DUW 31 01-1 DUW 31 01-1 DUS 31 02 | 3 RRUS 12B5 G | 3 | 1 DUG 20 01 | 1 | RBS 6601 | 3 RRUS 01B5 W | 3 | 1 DUW 31 01 | 1 | RBS 6601 | 2 RRUS 01 B2 W | 2 | 1 DUW 31 01 | 1 | RBS 6601 | N/A | 0 | N/A | 0 | N/A | 3 RRUS 32 B4 | 3 | 1 DUS 31 02 | 1 | RBS 6601 | N/A | 0 | N/A | 0 | N/A | [5 empty] | 11 | En Proceso | Brian |  | 2023 | GWL |  |  | GWL-01-Mod. 850 (1-3) ; Exp. LTE (GHI) ; | 2 | 3 | 0 | 0 | 0 | 0 |  | 5 | 11 |  | 0 | 0 | 3 | 0 | 0 | 0 | 0 | 3 | Mod. 850 (1-3) ; Exp. LTE (GHI) ; | DEF | GHI(1-3) | 6 | 1 | 0 | Baseband 6631 | N/A |  | Baseband 6631 GWL | GWL-01 | - |  | 0 | [6 empty] | INST : Mod. 850 / LTE 1900 / |  | MIC BO 3YPlan 2023_1BB_5R_3A | 9 | 1xBaseband 6631, 2xRadio 2219 B5, 3xRadio 4415 B2/25, |  | 3xAntenna 4pH, |  |  |  |  | Si | Si | Si |  |  | Definir Altura MOD 850 (1-3)_ 2G 40 mts- 3G 33 Mts; Definir Altura LTE 1900; Keep Polos Libres (40 mts) | [15 empty] | 70 | 5 |  | 59 | [13 empty] | 0 | 14 | [66 empty] | 1xBaseband 6631, 2xRadio 2219 B5, 3xRadio 4415 B2/25, 3xAntenna 4pH, | EXISTING SITE 2G/3G 850/3G 1900/AWS/ L:DEF-> INST : Mod. 850 / LTE 1900 / New :GHI(1-3) | 1xBaseband 6631, 2xRadio 2219 B5, 3xRadio 4415 B2/25, 3xAntenna 4pH, | 2 | - | [6 empty] | #N/A |  |  |  |  | EF
18 |  | / LTE RO 2019 Capacity H2 | Proyecto Millicom Bolivia 3YPlan 2023 | BAE | B. Aerosur | In Services | -17.729 | -63.1481 | Urban | Santa Cruz de la Sierra | Andres Ibanez | Santa Cruz | 25 | Selfsupported | RBS6101 | - | 0 | 3 | 0 | 3 | 0 | 3 | 0 | 0 | 9 |  | 1 BB 6630 WL | N/A | 0 | N/A | 0 | N/A | 3 RRUS01B5 W | 3 | 1 BB 6630 WL | 1 | RBS 6101 | 3 RRUS 01 B2 W | 3 | 0 BB 6630 WL | 0 | RBS 6101 | N/A | 0 | N/A | 0 | N/A | 3 R 4415B66A L | 3 | 0 BB 6630 WL | 0 | RBS 6101 | N/A | 0 | N/A | 0 | N/A | [5 empty] | 9 |  |  |  | 2023 | WL |  |  | WL-01-Mod. 850 (1-2-3) ; Exp. LTE (GHI) ; | 3 | 3 | 0 | 0 | 0 | 0 |  | 6 | 9 |  | 0 | 0 | 3 | 0 | 0 | 0 | 3 | 6 | Mod. 850 (1-2-3) ; Exp. LTE (GHI) ; | DEF | GHI(1-2-3) | 10 | 0 | 0 | Keep BB 6630 | N/A |  | Keep BB 6630 WL | WL-01 | - |  | 0 | [6 empty] | INST : Mod. 850 / LTE 1900 / |  | MIC BO 3YPlan 2023_6R_6A | 3 | 3xRadio 2219 B5, 3xRadio 4415 B2/25, |  | 3xAntenna 4pH, 3xAntena 80010767, | [11 empty] | 6 | [7 empty] | 12 |  |  |  | 3 |  | 50 | 6 |  | 42 | [11 empty] | 23 | 7.5 | 30.5 | 48 | [22 empty] | 0 | N/A | N/A | [26 empty] | SI | 1 | 21.5 | AC | 1 | 21.5 | AB |  |  |  | REQUIERE BARRA DE TIERRA PARA GABINETE INSTALADO EN ESCALERILLA HORIZONTAL |  |  |  |  | 3xRadio 2219 B5, 3xRadio 4415 B2/25, 3xAntenna 4pH, 3xAntena 80010767, | EXISTING SITE 3G 850/3G 1900/AWS/ L:DEF-> INST : Mod. 850 / LTE 1900 / New :GHI(1-2-3) | 3xRadio 2219 B5, 3xRadio 4415 B2/25, 3xAntenna 4pH, 3xAntena 80010767, | 3 | 2
19 |  | / LTE RO 2019 Capacity H1 | Proyecto Millicom Bolivia 3YPlan 2023 | BCC | B. Coca Cola | In Services | -17.7481 | -63.1197 | Urban | Santa Cruz de la Sierra | Andres Ibanez | Santa Cruz | 40 | Selfsupported | RBS6101 | - | 0 | 3 | 0 | 3 | 0 | 3 | 0 | 0 | 9 |  | 1 BB6630 WL | N/A | 0 | N/A | N/A | N/A | 3 RRUS01B5 W | 3 | 1 BB6630 WL | 1 | RBS 6630 | 3 RRUS 01 B2 W | 3 | 0 BB6630 WL | 0 | RBS 6630 | N/A | 0 | N/A | N/A | N/A | 3 R4415B66A L | 3 | 0 BB6630 WL | 0 | RBS 6630 | N/A | 0 | N/A | 0 | N/A | [5 empty] | 9 | OK | Brian |  | PRIO 1 - 2023 | WL |  |  | WL-01-Mod. 850 (1-2-3) ; Exp. LTE (GHI) ; | 3 | 3 | 0 | 0 | 0 | 0 |  | 6 | 9 |  | 0 | 0 | 3 | 0 | 0 | 0 | 3 | 6 | Mod. 850 (1-2-3) ; Exp. LTE (GHI) ; | DEF | GHI(1-2-3) | 10 | 0 | 0 | Keep BB 6630 | N/A |  | Keep BB 6630 WL | WL-01 | - |  | 0 | [6 empty] | INST : Mod. 850 / LTE 1900 / |  | MIC BO 3YPlan 2023_6R_6A | 3 | 3xRadio 2219 B5, 3xRadio 4415 B2/25, |  | 3xAntenna 4pH, 3xAntena 80010767, | [13 empty] | 6 | [5 empty] | 12 |  |  |  | 3 |  | 70 | 6 |  | 59 | [13 empty] | 0 | 14 | [66 empty] | 3xRadio 2219 B5, 3xRadio 4415 B2/25, 3xAntenna 4pH, 3xAntena 80010767, | EXISTING SITE 3G 850/3G 1900/AWS/ L:DEF-> INST : Mod. 850 / LTE 1900 / New :GHI(1-2-3) | 3xRadio 2219 B5, 3xRadio 4415 B2/25, 3xAntenna 4pH, 3xAntena 80010767, | 3 | - | [6 empty] | #N/A
20 |  |  | Proyecto Millicom Bolivia 3YPlan 2023 | BED | B. Ende | In Services | -17.7823 | -63.1501 | Urban | Santa Cruz de la Sierra | Andres Ibanez | Santa Cruz | 25 | Selfsupported | RBS6101 | - | 3 | 3 | 0 | 3 | 0 | 3 | 0 | 0 | 12 |  | 1 DUG 20 01-1 DUW 31 01-1 DUW 41 01-1 BB 5216 L | 3 RRUS 01 B5 G | 3 | 1 DUG 20 01 | 1 | RBS 6101 | 3 RRUS 01B5 W | 3 | 1 DUW 31 01 | 1 | RBS 6101 | 3 RRUS 01 B2 W | 3 | 1 DUW 41 01 | 1 | RBS 6101 | N/A | 0 | N/A | 0 | N/A | 3 RRUS 32 B4 | 3 | 1 BB 5216 L | 1 | RBS 6101 | N/A | 0 | N/A | 0 | N/A | [5 empty] | 12 | OK | Oscar |  | 2023 | GWL |  |  | GWL-01-Mod. 850 (1-2-3) ; Exp. LTE (GHI) ; | 3 | 3 | 0 | 0 | 0 | 0 |  | 6 | 12 |  | 0 | 0 | 3 | 0 | 0 | 0 | 0 | 3 | Mod. 850 (1-2-3) ; Exp. LTE (GHI) ; | DEF | GHI(1-2-3) | 10 | 1 | 0 | Baseband 6631 | N/A |  | Baseband 6631 GWL | GWL-01 | - |  | 0 | [6 empty] | INST : Mod. 850 / LTE 1900 / |  | MIC BO 3YPlan 2023_1BB_6R_3A | 20 | 1xBaseband 6631, 3xRadio 2219 B5, 3xRadio 4415 B2/25, |  | 3xAntenna 4pH, | [25 empty] | 50 | 6 |  | 42 | [11 empty] | 22 | 10 | 32 | 50 | [52 empty] | 1 | 20.5 | BC | [11 empty] | 1xBaseband 6631, 3xRadio 2219 B5, 3xRadio 4415 B2/25, 3xAntenna 4pH, | EXISTING SITE 2G/3G 850/3G 1900/AWS/ L:DEF-> INST : Mod. 850 / LTE 1900 / New :GHI(1-2-3) | 1xBaseband 6631, 3xRadio 2219 B5, 3xRadio 4415 B2/25, 3xAntenna 4pH, | 3 | -
21 |  | RO 2021 - LTE Capacity H1_119 Sitios / | Proyecto Millicom Bolivia 3YPlan 2023 | GRA | B. Las Gramas | In Services | -17.7408 | -63.0996 | Urban | Santa Cruz de la Sierra | Andres Ibanez | Santa Cruz | 40 | Selfsupported | RBS6101 | - | 0 | 3 | 0 | 0 | 0 | 3 | 2 | 0 | 8 |  | 1 BB 6630 WL | N/A | 0 | N/A | 0 | N/A | 3 RRUS 01B5 W | 3 | 1 BB 6630 WL | 1 | RBS 6601 | N/A | 0 | N/A | 0 | N/A | N/A | 0 | N/A | 0 | N/A | 3 RRUS 32 B4 | 3 | 0 BB 6630 WL | 0 | RBS 6630 | 2 R 4415 B2/B25 | 2 | 0 BB 6630 WL | 0 | RBS 6630 | [5 empty] | 8 |  |  |  | 2023 | WL |  |  | WL-01-Mod. 850 (1-3) ; Exp. LTE (H) ; Sectorizar (DFGI) | 2 | 1 | 0 | 0 | 0 | 0 |  | 3 | 8 |  | 0 | 0 | 1 | 0 | 0 | 2 | 1 | 4 | Mod. 850 (1-3) ; Exp. LTE (H) ; Sectorizar (DFGI) | DEFGI | H(1-3) | 3 | 0 | 0 | Keep BB 6630 | N/A |  | Keep BB 6630 WL | WL-01 | - |  | 0 | [6 empty] | INST : Mod. 850 / LTE 1900 / Sectorize AWS&1900 / |  | MIC BO 3YPlan 2023_3R_4A | 3 | 2xRadio 2219 B5, 1xRadio 4415 B2/25, |  | 1xAntenna 4pH, 2xTwin Beam Antenna, 1xAntena 80010767, | [11 empty] | 2 | [7 empty] | 4 |  |  |  | 1 |  | 70 | 3 |  | 59 | [13 empty] | 0 | 14 | [66 empty] | 2xRadio 2219 B5, 1xRadio 4415 B2/25, 1xAntenna 4pH, 2xTwin Beam Antenna, 1xAntena 80010767, | EXISTING SITE 3G 850/AWS/LTE 1900/ L:DEFGI-> INST : Mod. 850 / LTE 1900 / Sectorize AWS&1900 / New :H(1-3) | 2xRadio 2219 B5, 1xRadio 4415 B2/25, 1xAntenna 4pH, 2xTwin Beam Antenna, 1xAntena 80010767, | [8 empty] | OK
22 |  | RO 2021 - LTE Capacity H2/ / LTE RO 2020 Capacity H2 - 1900Mhz | Proyecto Millicom Bolivia 3YPlan 2023 | BLN | B. Lindo | In Services | -17.7904 | -63.1501 | Urban | Santa Cruz de la Sierra | Andres Ibanez | Santa Cruz | 8 | Monopolo | RBS6101 | - | 3 | 3 | 0 | 0 | 3 | 3 | 2 | 0 | 14 |  | 1 DUG 20 01-1 DUW 31 01-1 BB 6630 L | 3 RRUS 01 B5 G | 3 | 1 DUG 20 01 | 1 | RBS6601 Share | 3 RRU 01 B5 W | 3 | 1 DUW 31 01 | 1 | RBS6601 Share | N/A | 0 | N/A | 0 | N/A | 3 R 4478 B12A | 3 | 1 BB 6630 L | 1 | RBS 6630 | 3 RRUS 32 B4 | 3 | 0 BB 6630 L | 0 | RBS 6630 | 2 R 4415 B2/B25 | 2 | 0 BB 6630 L | 0 | RBS 6630 | [5 empty] | 14 |  |  |  | 2023 | GWL |  |  | L-01-Mod. 850 (1-3) ; Exp. LTE (H) ; AAS FDD (DFGI) ; | 2 | 1 | 0 | 0 | 0 | 2 |  | 5 | 14 |  | 0 | 0 | 1 | 0 | 0 | 0 | 0 | 1 | Mod. 850 (1-3) ; Exp. LTE (H) ; AAS FDD (DFGI) ; | ABCDEFGI | H(1-3) | 1 | 0 | 2 | Keep BB 6630 | Baseband 6651 |  | Keep BB 6630 L-Baseband 6651 L | L-01 | L-01 |  | 0 | [6 empty] | INST : Mod. 850 / LTE 1900 / AAS FDD AWS&1900 / |  | MIC BO 3YPlan 2023_2BB_5R_1A | 16 | 2xBaseband 6651, 2xRadio 2219 B5, 1xRadio 4415 B2/25, 2xRadio AAS B25/B66, |  | 1xAntenna 4pH, | [9 empty] | Definir Altura MOD S1-3_2G 19 mts- 3G 16 Mts ; Definir Altura AIR S1-3 ; Se liberan Polo de 2G (19 mts) | [15 empty] | 30 | 5 |  | 23 | [13 empty] | 0 | 14 | [66 empty] | 2xBaseband 6651, 2xRadio 2219 B5, 1xRadio 4415 B2/25, 2xRadio AAS B25/B66, 1xAntenna 4pH, | EXISTING SITE 2G/3G 850/LTE 700/AWS/LTE 1900/ L:ABCDEFGI-> INST : Mod. 850 / LTE 1900 / AAS FDD AWS&1900 / New :H(1-3) | 2xBaseband 6651, 2xRadio 2219 B5, 1xRadio 4415 B2/25, 2xRadio AAS B25/B66, 1xAntenna 4pH, | 0 | -
23 |  |  | Proyecto Millicom Bolivia 3YPlan 2023 | BAB | B. Los Ambaibos | In Services | -17.7643 | -63.1162 | Urban | Santa Cruz de la Sierra | Andres Ibanez | Santa Cruz | 19 | Selfsupported | RBS6101 | - | 3 | 3 | 0 | 3 | 0 | 3 | 0 | 0 | 12 |  | 1 DUG 20 01-1 DUW 31 01-1 DUW 41 01-1 BB 5216 L | 3 RRUS 01B5 G | 3 | 1 DUG 20 01 | 1 | RBS 6101 | 3 RRUS 01B5 W | 3 | 1 DUW 31 01 | 1 | RBS 6101 | 3 RRUS 01 B2 W | 3 | 1 DUW 41 01 | 1 | RBS 6101 | N/A | 0 | N/A | 0 | N/A | 3 R4415B66A | 3 | 1 BB 5216 L | 1 | RBS 6101 | N/A | 0 | N/A | 0 | N/A | [5 empty] | 12 |  |  |  | 2023 | GWL |  |  | GWL-01-Mod. 850 (1-2-3) ; Exp. LTE (GHI) ; | 3 | 3 | 0 | 0 | 0 | 0 |  | 6 | 12 |  | 0 | 0 | 3 | 0 | 0 | 0 | 0 | 3 | Mod. 850 (1-2-3) ; Exp. LTE (GHI) ; | DEF | GHI(1-2-3) | 10 | 1 | 0 | Baseband 6631 | N/A |  | Baseband 6631 GWL | GWL-01 | - |  | 0 | [6 empty] | INST : Mod. 850 / LTE 1900 / |  | MIC BO 3YPlan 2023_1BB_6R_3A | 20 | 1xBaseband 6631, 3xRadio 2219 B5, 3xRadio 4415 B2/25, |  | 3xAntenna 4pH, | [25 empty] | 50 | 6 |  | 35 | [13 empty] | 0 | 14 | [66 empty] | 1xBaseband 6631, 3xRadio 2219 B5, 3xRadio 4415 B2/25, 3xAntenna 4pH, | EXISTING SITE 2G/3G 850/3G 1900/AWS/ L:DEF-> INST : Mod. 850 / LTE 1900 / New :GHI(1-2-3) | 1xBaseband 6631, 3xRadio 2219 B5, 3xRadio 4415 B2/25, 3xAntenna 4pH, | [8 empty] | #N/A
24 |  | RO H1 2022 Capacity/ RO 2021 - LTE Capacity H2-P1 | Proyecto Millicom Bolivia 3YPlan 2023 | BLE | B. Luis Espinal | In Services | -21.5261 | -64.7104 | Urban | Tarija | Cercado (TJ) | Tarija | 40 | Selfsupported | RBS6101 | - | 3 | 3 | 0 | 0 | 3 | 3 | 0 | 0 | 12 |  | 1 DUG 20 01-1 DUW 31 01-1 DUS 31 02 | 3 RRU 01 B5 | 3 | 1 DUG 20 01 | 1 | RBS 6601_SHARE | 3 RRU 01 B5 | 3 | 1 DUW 31 01 | 1 | RBS 6601_SHARE | N/A | 0 | N/A | 0 | N/A | 3 RRUS 11 B12 | 3 | 1 DUS 31 02 | 1 | RBS 6601_SHARE | 3 Radio 4415B66A | 3 | 0 DUS 31 02 | 0 | RBS 6601_SHARE | N/A | 0 | N/A | 0 | N/A | [5 empty] | 12 |  |  |  | 2023 | GWL |  |  | GWL-01-Mod. 850 (1-2-3) ; Exp. LTE (H) ; MIMO4 LTE (E) ; Sectorizar (DFGI) | 3 | 2 | 0 | 1 | 0 | 0 |  | 6 | 12 |  | 0 | 0 | 1 | 0 | 0 | 2 | 0 | 3 | Mod. 850 (1-2-3) ; Exp. LTE (H) ; MIMO4 LTE (E) ; Sectorizar (DFGI) | ABCDEF | GIH(1-2-3) | 1 | 1 | 0 | Baseband 6631 | N/A |  | Baseband 6631 GWL | GWL-01 | - |  | 0 | [6 empty] | INST : Mod. 850 / LTE 1900 / Sectorize AWS&1900 / |  | MIC BO 3YPlan 2023_1BB_6R_3A | 20 | 1xBaseband 6631, 3xRadio 2219 B5, 2xRadio 4415 B2/25, 1xRadio 4499 44B2/25 44B66A, |  | 1xAntenna 4pH, 2xTwin Beam Antenna, | [25 empty] | 70 | 6 |  | 59 | [13 empty] | 0 | 14 | [66 empty] | 1xBaseband 6631, 3xRadio 2219 B5, 2xRadio 4415 B2/25, 1xRadio 4499 44B2/25 44B66A, 1xAntenna 4pH, 2xTwin Beam Antenna, | EXISTING SITE 2G/3G 850/LTE 700/AWS/ L:ABCDEF-> INST : Mod. 850 / LTE 1900 / Sectorize AWS&1900 / New :GIH(1-2-3) | 1xBaseband 6631, 3xRadio 2219 B5, 2xRadio 4415 B2/25, 1xRadio 4499 44B2/25 44B66A, 1xAntenna 4pH, 2xTwin Beam Antenna, | 0 | - | [6 empty] | new
25 |  | / LTE RO 2019 Capacity H1 | Proyecto Millicom Bolivia 3YPlan 2023 | VJA | B. Maquina Vieja | In Services | -17.7735 | -63.1769 | Urban | Santa Cruz de la Sierra | Andres Ibanez | Santa Cruz | 8 | Monopolo | RBS6101 | - | 3 | 3 | 0 | 3 | 0 | 2 | 0 | 0 | 11 |  | 1 DUG 20 01-1 BB6630 WL | 3 RRUS01B5 G | 3 | 1 DUG 20 01 | 1 | RBS 6101 | 3 RRUS01B5 W | 3 | 1 BB6630 WL | 1 | RBS 6630 | 3 RRUS 01 B2 W | 3 | 0 BB6630 WL | 0 | RBS 6630 | N/A | 0 | N/A | N/A | N/A | 2 R4415B66A L (B-C) | 2 | 0 BB6630 WL | 0 | RBS 6630 | N/A | 0 | N/A | 0 | N/A | [5 empty] | 11 |  |  |  | 2023 | GWL |  |  | WL-01-Mod. 850 (2-3) ; Exp. LTE (HI) ; | 2 | 2 | 0 | 0 | 0 | 0 |  | 4 | 11 |  | 0 | 0 | 2 | 0 | 0 | 0 | 0 | 2 | Mod. 850 (2-3) ; Exp. LTE (HI) ; | EF | HI(2-3) | 2 | 0 | 0 | Keep BB 6630 | N/A |  | Keep BB 6630 WL | WL-01 | - |  | 0 | [6 empty] | INST : Mod. 850 / LTE 1900 / |  | MIC BO 3YPlan 2023_4R_2A | 6 | 2xRadio 2219 B5, 2xRadio 4415 B2/25, |  | 2xAntenna 4pH, | [25 empty] | 30 | 4 |  | 23 | [13 empty] | 0 | 14 | [66 empty] | 2xRadio 2219 B5, 2xRadio 4415 B2/25, 2xAntenna 4pH, | EXISTING SITE 2G/3G 850/3G 1900/AWS/ L:EF-> INST : Mod. 850 / LTE 1900 / New :HI(2-3) | 2xRadio 2219 B5, 2xRadio 4415 B2/25, 2xAntenna 4pH,
27 |  |  | Proyecto Millicom Bolivia 3YPlan 2023 | CAI | Cainco | In Services | -17.7885 | -63.1787 | Urban | Santa Cruz de la Sierra | Andres Ibanez | Santa Cruz | 6 | Monopolo | PBC6200 | - | 3 | 3 | 0 | 0 | 0 | 0 | 0 | 3 | 9 |  | 1 DUG 20 01-1 DUW 31 01-1 BB 5212 L | 3 RRUS 12B5 G | 3 | 1 DUG 20 01 | 1 | RBS 6601 | 3 RRUS 01B5 W | 3 | 1 DUW 31 01 | 1 | RBS 6601 | N/A | 0 | N/A | 0 | N/A | N/A | 0 | N/A | 0 | N/A | N/A | 0 | 1 BB 5212 L | 1 | RBS6601 Share | N/A | 0 | N/A | 0 | N/A | 3 R 4499 B2B25B66A | 3 | 1 BB 5212 L | 1 | RBS6601 Share | 9 | OK | Brian |  | 2023 | GWL |  |  | GWL-01-Mod. 850 (1-2-3) ; Exp. LTE (ABC) ; MIMO4 LTE (EFHI) ; Sectorizar (DG) | 3 | 0 | 0 | 0 | 2 | 0 |  | 5 | 9 |  | 0 | 0 | 0 | 3 | 0 | 1 | 0 | 4 | Mod. 850 (1-2-3) ; Exp. LTE (ABC) ; MIMO4 LTE (EFHI) ; Sectorizar (DG) | DEFGHI | ABC(1-2-3) | 1 | 1 | 0 | Baseband 6631 | N/A |  | Baseband 6631 GWL | GWL-01 | - |  | 0 | [6 empty] | INST : Mod. 850 / LTE 700 / Sectorize AWS&1900 / |  | MIC BO 3YPlan 2023_1BB_5R_4A | 3 | 1xBaseband 6631, 3xRadio 2219 B5, 2xRadio 4478 B12A, |  | 3xAntenna 4pL, 1xTwin Beam Antenna, | [25 empty] | 30 | 5 |  | 21 | [13 empty] | 0 | 14 | [66 empty] | 1xBaseband 6631, 3xRadio 2219 B5, 2xRadio 4478 B12A, 3xAntenna 4pL, 1xTwin Beam Antenna, | EXISTING SITE 2G/3G 850/LTE AWS&1900/ L:DEFGHI-> INST : Mod. 850 / LTE 700 / Sectorize AWS&1900 / New :ABC(1-2-3) | 1xBaseband 6631, 3xRadio 2219 B5, 2xRadio 4478 B12A, 3xAntenna 4pL, 1xTwin Beam Antenna, | [8 empty] | #N/A
28 |  | / LTE RO 2019 Capacity H1 | Proyecto Millicom Bolivia 3YPlan 2023 | BSZ | B. Suarez | In Services | -17.8478 | -63.1175 | Urban | Santa Cruz de la Sierra | Andres Ibanez | Santa Cruz | 60 | Selfsupported | PBC6200 | - | 3 | 3 | 0 | 3 | 0 | 3 | 0 | 0 | 12 |  | 1 DUG 20 01-1 DUW3101-1 DUW 41 01-1 BB 5212 L | 3 RRUS 12 B5 | 3 | 1 DUG 20 01 | 1 | RBS6601 | 3 RRUS01B5 W | 3 | 1 DUW3101 | 1 | RBS6601 | 3 RRUS 01 B2 W | 3 | 1 DUW 41 01 | 1 | RBS6601 | N/A | 0 | N/A | 0 | N/A | 2 RRUS 32 B4 ; 1 R 4415 B66A | 3 | 1 BB 5212 L | 1 | RBS6601 | N/A | 0 | N/A | 0 | N/A | [5 empty] | 12 |  |  |  | 2023 | GWL |  |  | GWL-01-Mod. 850 (1-3) ; Exp. LTE (GHI) ; | 2 | 3 | 0 | 0 | 0 | 0 |  | 5 | 12 |  | 0 | 0 | 3 | 0 | 0 | 0 | 0 | 3 | Mod. 850 (1-3) ; Exp. LTE (GHI) ; | DEF | GHI(1-3) | 6 | 1 | 0 | Baseband 6631 | N/A |  | Baseband 6631 GWL | GWL-01 | - |  | 0 | [6 empty] | INST : Mod. 850 / LTE 1900 / |  | MIC BO 3YPlan 2023_1BB_5R_3A | 9 | 1xBaseband 6631, 2xRadio 2219 B5, 3xRadio 4415 B2/25, |  | 3xAntenna 4pH, | [25 empty] | 100 | 5 |  | 81 | [13 empty] | 0 | 14 | [66 empty] | 1xBaseband 6631, 2xRadio 2219 B5, 3xRadio 4415 B2/25, 3xAntenna 4pH, | EXISTING SITE 2G/3G 850/3G 1900/AWS/ L:DEF-> INST : Mod. 850 / LTE 1900 / New :GHI(1-3) | 1xBaseband 6631, 2xRadio 2219 B5, 3xRadio 4415 B2/25, 3xAntenna 4pH, | 3 | 12 | [11 empty] | DE
26 |  | / Desinstalación H1 1900 2020 | Proyecto Millicom Bolivia 3YPlan 2023 | BMC | B. Morcocal | In Services | -17.3843 | -66.2191 | Urban | Cocapirhua | Quillacollo | Cochabamba | 40 | Selfsupported | PBC6200 | - | 0 | 0 | 3 | 0 | 0 | 3 | 0 | 0 | 6 |  | 1 BB 5216 GW-1 BB 5212 L | 3 R 2219 B5 GW | 3 | 1 BB 5216 GW | 1 | RBS6601 Share | 0 R 2219 B5 GW | 0 | 0 BB 5216 GW | 0 | RBS6601 | N/A | 0 | NA | 0 | N/A | N/A | 0 | N/A | 0 | N/A | 3 RRUS 32 B4 | 3 | 1 BB 5212 L | 1 | RBS6601 Share | N/A | 0 | N/A | 0 | N/A | [5 empty] | 6 |  |  |  | PRIO 1 - 2023 | GWL |  |  | GWL-01-Exp. LTE (HI) ; MIMO4 LTE (DEF) ; | 0 | 0 | 0 | 2 | 0 | 0 |  | 2 | 6 |  | 0 | 0 | 2 | 0 | 0 | 0 | 2 | 4 | Exp. LTE (HI) ; MIMO4 LTE (DEF) ; | DEF | HI | 3 | 1 | 0 | Baseband 6631 | N/A |  | Baseband 6631 GWL | GWL-01 | - |  | 0 | [6 empty] | INST : LTE 1900 / |  | MIC BO 3YPlan 2023_1BB_2R_4A | 10 | 1xBaseband 6631, 2xRadio 4499 44B2/25 44B66A, |  | 2xAntenna 4pH, 2xAntena 80010767, | [13 empty] | 4 | [5 empty] | 8 |  |  |  | 2 |  | 70 | 2 |  | 59 | [13 empty] | 0 | 14 | [66 empty] | 1xBaseband 6631, 2xRadio 4499 44B2/25 44B66A, 2xAntenna 4pH, 2xAntena 80010767, | EXISTING SITE MIXMODE 850/AWS/ L:DEF-> INST : LTE 1900 / New :HI | 1xBaseband 6631, 2xRadio 4499 44B2/25 44B66A, 2xAntenna 4pH, 2xAntena 80010767, | 0 | - | [6 empty] | #N/A
29 |  | / LTE RO 2019 Capacity H2 | Proyecto Millicom Bolivia 3YPlan 2023 | BTI | B. Totai | In Services | -17.738 | -63.1526 | Urban | Santa Cruz de la Sierra | Andres Ibanez | Santa Cruz | 25 | Selfsupported | PBC6200 | - | 3 | 3 | 0 | 0 | 0 | 3 | 0 | 0 | 9 |  | 1 DUG 20 01-1 DUW4101-1 DUS 31 02 | 3 RRUS12B5 G | 3 | 1 DUG 20 01 | 1 | RBS 6601_SHARE | 3 RRUS01B5 W | 3 | 1 DUW4101 | 1 | RBS 6601 | N/A | 0 | N/A | 0 | N/A | N/A | 0 | N/A | 0 | N/A | 1 RRUS 32 B4; 2 R 4415 B66A | 3 | 1 DUS 31 02 | 1 | RBS 6601_SHARE | N/A | 0 | N/A | 0 | N/A | [5 empty] | 9 | OK | Brian |  | 2023 | GWL |  |  | GWL-01-Mod. 850 (2-3) ; Exp. LTE (GHI) ; | 2 | 3 | 0 | 0 | 0 | 0 |  | 5 | 9 |  | 0 | 0 | 3 | 0 | 0 | 0 | 1 | 4 | Mod. 850 (2-3) ; Exp. LTE (GHI) ; | DEF | GHI(2-3) | 5 | 1 | 0 | Baseband 6631 | N/A |  | Baseband 6631 GWL | GWL-01 | - |  | 0 | [6 empty] | INST : Mod. 850 / LTE 1900 / |  | MIC BO 3YPlan 2023_1BB_5R_4A | 3 | 1xBaseband 6631, 2xRadio 2219 B5, 3xRadio 4415 B2/25, |  | 3xAntenna 4pH, 1xAntena 80010767, | [11 empty] | 2 | [7 empty] | 4 |  |  |  | 1 |  | 50 | 5 |  | 42 | [13 empty] | 0 | 14 | [66 empty] | 1xBaseband 6631, 2xRadio 2219 B5, 3xRadio 4415 B2/25, 3xAntenna 4pH, 1xAntena 80010767, | EXISTING SITE 2G/3G 850/AWS/ L:DEF-> INST : Mod. 850 / LTE 1900 / New :GHI(2-3) | 1xBaseband 6631, 2xRadio 2219 B5, 3xRadio 4415 B2/25, 3xAntenna 4pH, 1xAntena 80010767, | 0 | 16 | [6 empty] | #N/A
30 |  |  | Proyecto Millicom Bolivia 3YPlan 2023 | BVG | B. Vallegrande | In Services | -17.8138 | -63.23 | Urban | Santa Cruz de la Sierra | Andres Ibanez | Santa Cruz | 40 | Selfsupported | PU6210 | - | 3 | 3 | 0 | 3 | 3 | 0 | 0 | 0 | 12 |  | 1 DUG 20 01-1 DUW 31 01-1 DUW 41 01-1 DUS 31 02 | 3 RRUS 12B5 G | 3 | 1 DUG 20 01 | 1 | RBS 6601 | 3 RRUS 01B5 W | 3 | 1 DUW 31 01 | 1 | RBS 6601 | 3 RRUS 01 B2 W | 3 | 1 DUW 41 01 | 1 | RBS 6601 | 3 RRUS 11 B12 | 3 | 1 DUS 31 02 | 1 | RBS 6601 | N/A | 0 | N/A | 0 | N/A | N/A | 0 | N/A | 0 | N/A | [5 empty] | 12 |  |  |  | 2023 | GWL |  |  | GWL-01-Exp. LTE (CGHI) ; MIMO4 LTE (DEF) ; | 0 | 0 | 0 | 3 | 1 | 0 |  | 4 | 12 |  | 0 | 1 | 2 | 0 | 0 | 0 | 3 | 6 | Exp. LTE (CGHI) ; MIMO4 LTE (DEF) ; | DEF | CGHI | 1 | 1 | 0 | Baseband 6631 | N/A |  | Baseband 6631 GWL | GWL-01 | - |  | 0 | [6 empty] | INST : LTE 700 / LTE 1900 / |  | MIC BO 3YPlan 2023_1BB_4R_6A | 1 | 1xBaseband 6631, 3xRadio 4499 44B2/25 44B66A, 1xRadio 4478 B12A, |  | 1xAntenna 2pL4pH, 2xAntenna 4pH, 3xAntena 80010767, |  |  |  |  | SI | NO |  |  |  | No se realiza MOD de 850 por lo que se realiza solo EXP pero sobre SWAP en antena 3G |  | 6 | [7 empty] | 12 |  |  |  | 3 |  | 70 | 4 |  | 59 | [13 empty] | 0 | 14 | [66 empty] | 1xBaseband 6631, 3xRadio 4499 44B2/25 44B66A, 1xRadio 4478 B12A, 1xAntenna 2pL4pH, 2xAntenna 4pH, 3xAntena 80010767, | EXISTING SITE 2G/3G 850/3G 1900/LTE 700/ L:DEF-> INST : LTE 700 / LTE 1900 / New :CGHI | 1xBaseband 6631, 3xRadio 4499 44B2/25 44B66A, 1xRadio 4478 B12A, 1xAntenna 2pL4pH, 2xAntenna 4pH, 3xAntena 80010767, | 3 | -
31 |  |  | Proyecto Millicom Bolivia 3YPlan 2023 | BAZ | Bajo Aranjuez | In Services | -17.3759 | -66.1478 | Urban | Cochabamba | Cercado (CBBA) | Cochabamba | 6 | Monopolo | Enclosure 6150 | - | 0 | 0 | 3 | 0 | 0 | 3 | 2 | 0 | 8 |  | 1 BB 5216 GWL | 3 R 2219 B5 GW | 3 | 1 BB 5216 GWL | 1 | RBS 6601 | 0 R 2219 B5 GW | 0 | 0 BB 5216 GWL | 0 | RBS 6601 | N/A | 0 | N/A | 0 | N/A | N/A | 0 | N/A | 0 | N/A | 3 RRUS 32 B4 | 3 | 0 BB 5216 GWL | 0 | RBS 6601 | 2 R 4415 B2/B25 | 2 | 0 BB 5216 GWL | 0 | RBS 6601 | [5 empty] | 8 |  |  |  | 2023 | GWL |  |  | GWL-01-Mod. 850 (2) ; Exp. LTE (BCG) ; | 0 | 1 | 0 | 0 | 1 | 0 |  | 2 | 8 |  | 0 | 0 | 1 | 2 | 0 | 0 | 0 | 3 | Mod. 850 (2) ; Exp. LTE (BCG) ; | DEFHI | BCG(2) | 1 | 1 | 0 | Baseband 6631 | N/A |  | Baseband 6631 GWL | GWL-01 | - |  | 0 | [6 empty] | INST : Mod. 850 / LTE 700 / LTE 1900 / |  | MIC BO 3YPlan 2023_1BB_2R_3A | 8 | 1xBaseband 6631, 1xRadio 4415 B2/25, 1xRadio 4478 B12A, |  | 1xAntenna 4pH, 2xAntenna 4pL, | [25 empty] | 30 | 2 |  | 21 | [13 empty] | 0 | 14 | [19 empty] | NO | [46 empty] | 1xBaseband 6631, 1xRadio 4415 B2/25, 1xRadio 4478 B12A, 1xAntenna 4pH, 2xAntenna 4pL, | EXISTING SITE MIXMODE 850/AWS/LTE 1900/ L:DEFHI-> INST : Mod. 850 / LTE 700 / LTE 1900 / New :BCG(2) | 1xBaseband 6631, 1xRadio 4415 B2/25, 1xRadio 4478 B12A, 1xAntenna 4pH, 2xAntenna 4pL, | [8 empty] | new
32 |  | / LTE RO 2019 Capacity H2 | Proyecto Millicom Bolivia 3YPlan 2023 | BAR | Barranca | In Services | -17.7984 | -63.1747 | Urban | Santa Cruz de la Sierra | Andres Ibanez | Santa Cruz | 10 | Selfsupported | PBC6200 | - | 3 | 3 | 0 | 3 | 0 | 3 | 0 | 0 | 12 |  | 1 DUG 20 01-1 BB 6630 WL | 3 RRUS 12 B5 G | 3 | 1 DUG 20 01 | 1 | RBS 6601 | 3 RRUS01B5 W | 3 | 1 BB 6630 WL | 1 | RBS 6601 | 3 RRUS 01 B2 W | 3 | 0 BB 6630 WL | 0 | RBS 6601 | N/A | 0 | N/A | 0 | N/A | 3 R 4415 B66A | 3 | 0 BB 6630 WL | 0 | RBS 6601 | N/A | 0 | N/A | 0 | N/A | [5 empty] | 12 |  |  |  | 2023 | GWL |  |  | WL-01-Mod. 850 (1-2-3) ; Exp. LTE (GHI) ; | 3 | 3 | 0 | 0 | 0 | 0 |  | 6 | 12 |  | 0 | 0 | 3 | 0 | 0 | 0 | 0 | 3 | Mod. 850 (1-2-3) ; Exp. LTE (GHI) ; | DEF | GHI(1-2-3) | 10 | 0 | 0 | Keep BB 6630 | N/A |  | Keep BB 6630 WL | WL-01 | - |  | 0 | [6 empty] | INST : Mod. 850 / LTE 1900 / |  | MIC BO 3YPlan 2023_6R_3A | 2 | 3xRadio 2219 B5, 3xRadio 4415 B2/25, |  | 3xAntenna 4pH, | [25 empty] | 30 | 6 |  | 25 | [11 empty] | 10 | 7 | 17 | 33 | [10 empty] | 1 | [41 empty] | 1 | 7.5 | AB | [11 empty] | 3xRadio 2219 B5, 3xRadio 4415 B2/25, 3xAntenna 4pH, | EXISTING SITE 2G/3G 850/3G 1900/AWS/ L:DEF-> INST : Mod. 850 / LTE 1900 / New :GHI(1-2-3) | 3xRadio 2219 B5, 3xRadio 4415 B2/25, 3xAntenna 4pH, | 3 | - | [9 empty] | Reuso de Antena
33 |  | / Desinstalación H1 1900 2020 | Proyecto Millicom Bolivia 3YPlan 2023 | CCB | Cine Center CBBA | In Services | -17.3806 | -66.1489 | Urban | Cochabamba | Cercado (CBBA) | Cochabamba | 6 | Monopolo | Enclosure 6150 | - | 0 | 0 | 3 | 0 | 0 | 3 | 3 | 0 | 9 |  | 1 BB 5216 GW-1 BB 5212 L | 3 R 2219 B5 GW | 3 | 1 BB 5216 GW | 1 | RBS 6601 | 0 R 2219 B5 GW | 0 | 0 BB 5216 GW | 0 | RBS 6601 | N/A | 0 | NA | 0 | N/A | N/A | 0 | N/A | 0 | N/A | 3 R 4415 B66A | 3 | 1 BB 5212 L | 1 | RBS6601 Share | 3 R 4415 B2 B25 | 3 | 0 BB 5212 L | 0 | RBS 6601_SHARE | [5 empty] | 9 |  |  |  | 2023 | GWL |  |  | GWL-01-Mod. 850 (3) ; Exp. LTE (ABC) ; MIMO4 LTE (DEFGHI) ; | 0 | 0 | 0 | 0 | 2 | 0 |  | 2 | 9 |  | 0 | 0 | 0 | 3 | 0 | 0 | 0 | 3 | Mod. 850 (3) ; Exp. LTE (ABC) ; MIMO4 LTE (DEFGHI) ; | DEFGHI | ABC(3) | 1 | 1 | 0 | Baseband 6631 | N/A |  | Baseband 6631 GWL | GWL-01 | - |  | 0 | [6 empty] | INST : Mod. 850 / LTE 700 / |  | MIC BO 3YPlan 2023_1BB_2R_3A | 8 | 1xBaseband 6631, 2xRadio 4478 B12A, |  | 3xAntenna 4pL, | [25 empty] | 30 | 2 |  | 21 | [13 empty] | 0 | 14 | [19 empty] | NO | [46 empty] | 1xBaseband 6631, 2xRadio 4478 B12A, 3xAntenna 4pL, | EXISTING SITE MIXMODE 850/AWS/LTE 1900/ L:DEFGHI-> INST : Mod. 850 / LTE 700 / New :ABC(3) | 1xBaseband 6631, 2xRadio 4478 B12A, 3xAntenna 4pL, | 0 | 3 | [6 empty] | #N/A
34 |  |  | Proyecto Millicom Bolivia 3YPlan 2023 | CLC | Cala Cala | In Services | -17.3667 | -66.1642 | Urban | Cochabamba | Cercado (CBBA) | Cochabamba | 40 | Selfsupported | PBC6200 | - | 0 | 0 | 3 | 0 | 0 | 3 | 0 | 0 | 6 |  | 1 BB 5216 GWL | 3 R 2219 B5 GW | 3 | 1 BB 5216 GWL | 1 | RBS6601 | 0 R 2219 B5 GW | 0 | 0 BB 5216 GWL | 0 | RBS6601 | N/A | 0 | N/A | 0 | N/A | N/A | 0 | N/A | 0 | N/A | 3 R 4415 B66A | 3 | 0 BB 5216 GWL | 0 | RBS6601 | N/A | 0 | N/A | 0 | N/A | [5 empty] | 6 |  |  |  | 2023 | GWL |  |  | GWL-01-Mod. 850 (1) ; Exp. LTE (GH) ; | 0 | 2 | 0 | 0 | 0 | 0 |  | 2 | 6 |  | 0 | 0 | 2 | 0 | 0 | 0 | 0 | 2 | Mod. 850 (1) ; Exp. LTE (GH) ; | DEF | GH(1) | 2 | 1 | 0 | Baseband 6631 | N/A |  | Baseband 6631 GWL | GWL-01 | - |  | 0 | [6 empty] | INST : Mod. 850 / LTE 1900 / |  | MIC BO 3YPlan 2023_1BB_2R_2A | 28 | 1xBaseband 6631, 2xRadio 4415 B2/25, |  | 2xAntenna 4pH, | [25 empty] | 70 | 2 |  | 59 | [13 empty] | 0 | 14 | [19 empty] | PBC6200 | [46 empty] | 1xBaseband 6631, 2xRadio 4415 B2/25, 2xAntenna 4pH, | EXISTING SITE MIXMODE 850/AWS/ L:DEF-> INST : Mod. 850 / LTE 1900 / New :GH(1) | 1xBaseband 6631, 2xRadio 4415 B2/25, 2xAntenna 4pH, | 0 | 2
35 |  | RO 2021 - LTE Capacity H1_119 Sitios / | Proyecto Millicom Bolivia 3YPlan 2023 | CIO | Calle Comercio | In Services | -22.019 | -63.6787 | Urban | Yacuiba | Gran Chaco | Tarija | 25 | Selfsupported | RBS6101 | - | 0 | 3 | 0 | 0 | 0 | 3 | 1 | 0 | 7 |  | 1 DUW 31 01-1 DUS 31 02 | N/A | 0 | N/A | 0 | N/A | 3 RRUS 01 B5 | 3 | 1 DUW 31 01 | 1 | RBS6601 | N/A | 0 | N/A | 0 | N/A | N/A | 0 | N/A | 0 | N/A | 3 RRUS 11 B4 | 3 | 1 DUS 31 02 | 1 | RBS6601 | 1 R 4415 B2/B25 | 1 | 0 DUS 3102 | 0 | RBS 6101 | [5 empty] | 7 |  |  |  | 2023 | WL |  |  | WL-01-Mod. 850 (1-3) ; Exp. LTE (AHI) ; MIMO4 LTE (EF) ; Sectorizar (DG) | 2 | 0 | 1 | 2 | 1 | 0 |  | 6 | 7 |  | 1 | 0 | 2 | 0 | 0 | 1 | 0 | 4 | Mod. 850 (1-3) ; Exp. LTE (AHI) ; MIMO4 LTE (EF) ; Sectorizar (DG) | DEFG | AHI(1-3) | 2 | 1 | 0 | Baseband 6631 | N/A |  | Baseband 6631 WL | WL-01 | - |  | 0 | [6 empty] | INST : Mod. 850 / LTE 700 / LTE 1900 / Sectorize AWS&1900 / |  | MIC BO 3YPlan 2023_1BB_6R_4A | 1 | 1xBaseband 6631, 2xRadio 2219 B5, 1xRadio 4415 B66A, 2xRadio 4499 44B2/25 44B66A, 1xRadio 4478 B12A, |  | 1xAntenna 2pL, 2xAntenna 4pH, 1xTwin Beam Antenna, | [25 empty] | 50 | 6 |  | 42 | [13 empty] | 0 | 14 | [66 empty] | 1xBaseband 6631, 2xRadio 2219 B5, 1xRadio 4415 B66A, 2xRadio 4499 44B2/25 44B66A, 1xRadio 4478 B12A, 1xAntenna 2pL, 2xAntenna 4pH, 1xTwin Beam Antenna, | EXISTING SITE 3G 850/AWS/LTE 1900/ L:DEFG-> INST : Mod. 850 / LTE 700 / LTE 1900 / Sectorize AWS&1900 / New :AHI(1-3) | 1xBaseband 6631, 2xRadio 2219 B5, 1xRadio 4415 B66A, 2xRadio 4499 44B2/25 44B66A, 1xRadio 4478 B12A, 1xAntenna 2pL, 2xAntenna 4pH, 1xTwin Beam Antenna, | 0 | - | [6 empty] | #N/A
36 |  |  | Proyecto Millicom Bolivia 3YPlan 2023 | CLL | Calle Loa | In Services | -19.0464 | -65.262 | Urban | Sucre | Oropeza | Chuquisaca | 6 | Monopolo | RBS6101 | - | 3 | 3 | 0 | 0 | 0 | 3 | 0 | 0 | 9 |  | 1 DUG 20 01-1 DUW 31 01-1 DUS 31 02 | 3 RRU 01 B5 | 3 | 1 DUG 20 01 | 1 | RBS 6601 | 3 RRU 01 B5 | 3 | 1 DUW 31 01 | 1 | RBS 6601 | N/A | 0 | N/A | 0 | N/A | N/A | 0 | N/A | 0 | N/A | 3 RRUS 32 B4 | 3 | 1 DUS 31 02 | 1 | RBS6601_SHARE | N/A | 0 | N/A | 0 | N/A | [5 empty] | 9 |  |  |  | 2023 | GWL |  |  | GWL-01-Mod. 850 (2) ; Exp. LTE (GHI) ; | 1 | 3 | 0 | 0 | 0 | 0 |  | 4 | 9 |  | 0 | 0 | 3 | 0 | 0 | 0 | 2 | 5 | Mod. 850 (2) ; Exp. LTE (GHI) ; | DEF | GHI(2) | 5 | 1 | 0 | Baseband 6631 | N/A |  | Baseband 6631 GWL | GWL-01 | - |  | 0 | [6 empty] | INST : Mod. 850 / LTE 1900 / |  | MIC BO 3YPlan 2023_1BB_4R_5A | 5 | 1xBaseband 6631, 1xRadio 2219 B5, 3xRadio 4415 B2/25, |  | 3xAntenna 4pH, 2xAntena 80010767, | [12 empty] | 4 | [7 empty] | 8 |  |  | 2 |  | 30 | 4 |  | 21 | [13 empty] | 0 | 14 | [66 empty] | 1xBaseband 6631, 1xRadio 2219 B5, 3xRadio 4415 B2/25, 3xAntenna 4pH, 2xAntena 80010767, | EXISTING SITE 2G/3G 850/AWS/ L:DEF-> INST : Mod. 850 / LTE 1900 / New :GHI(2) | 1xBaseband 6631, 1xRadio 2219 B5, 3xRadio 4415 B2/25, 3xAntenna 4pH, 2xAntena 80010767, | 0 | - | [9 empty] | Reuso de Antena
37 |  | / LTE RO 2020 Capacity H1 - 1900Mhz | Proyecto Millicom Bolivia 3YPlan 2023 | UNV | Campus Universitario | In Services | -17.773 | -63.195 | Urban | Santa Cruz de la Sierra | Andres Ibanez | Santa Cruz | 6 | Monopolo | RBS6101 | - | 0 | 0 | 3 | 0 | 1 | 3 | 3 | 0 | 10 |  | 1 DUG 20 01-1 DUW 31 01-1 DUS | 3 RRUS 12 B5 G | 3 | 1 DUG 20 01 | 1 | RBS 6101 | 0 RRUS 01B5 W | 0 | 1 DUW 31 01 | 1 | RBS 6101 | N/A | 0 | N/A | 0 | N/A | 1 RRUS 11 B12 | 1 | 1 DUS | 1 | RBS 6101 | 2 RRUS 11 B4 ; 1 R 4415B66A | 3 | 0 BB 5212 L | 0 | RBS 6101 | 3 R 2217B2 | 3 | 0 BB 5212 L | 0 | RBS 6101 | [5 empty] | 10 | OK | Oscar |  | 2023 | GWL |  |  | GWL-01-Mod. 850 (1-2) ; Exp. LTE (C) ; MIMO4 LTE (FI) ; AAS FDD (DEGH) ; | 2 | 0 | 0 | 1 | 1 | 2 |  | 6 | 10 |  | 0 | 0 | 0 | 0 | 1 | 0 | 0 | 1 | Mod. 850 (1-2) ; Exp. LTE (C) ; MIMO4 LTE (FI) ; AAS FDD (DEGH) ; | BDEFGHI | C(1-2) | 2 | 1 | 2 | Baseband 6631 | Baseband 6651 |  | Baseband 6631 GWL-Baseband 6651 L | GWL-01 | L-01 |  | 0 | [6 empty] | INST : Mod. 850 / LTE 700 / AAS FDD AWS&1900 / |  | MIC BO 3YPlan 2023_3BB_6R_1A | 20 | 1xBaseband 6631, 2xBaseband 6651, 2xRadio 2219 B5, 1xRadio 4499 44B2/25 44B66A, 1xRadio 4478 B12A, 2xRadio AAS B25/B66, |  | 1xAntenna 4pL4pH , | [25 empty] | 30 | 6 |  | 21 | [11 empty] | 6 | 7 | 13 | 29 | [18 empty] | 3 |  |  |  | 2 | 5 | AB |  | Soportes para antenas air en mastil (rooftop) de 3'' | [25 empty] | 1 | 13 | N/A | [11 empty] | 1xBaseband 6631, 2xBaseband 6651, 2xRadio 2219 B5, 1xRadio 4499 44B2/25 44B66A, 1xRadio 4478 B12A, 2xRadio AAS B25/B66, 1xAntenna 4pL4pH , | EXISTING SITE MIXMODE 850/LTE 700/AWS/LTE 1900/ L:BDEFGHI-> INST : Mod. 850 / LTE 700 / AAS FDD AWS&1900 / New :C(1-2) | 1xBaseband 6631, 2xBaseband 6651, 2xRadio 2219 B5, 1xRadio 4499 44B2/25 44B66A, 1xRadio 4478 B12A, 2xRadio AAS B25/B66, 1xAntenna 4pL4pH , | 0 | - | [6 empty] | OK
38 |  | / LTE RO 2020 Capacity H1 - AWS | Proyecto Millicom Bolivia 3YPlan 2023 | CIS | Canal Isuto | In Services | -17.7681 | -63.1902 | Urban | Santa Cruz de la Sierra | Andres Ibanez | Santa Cruz | 19 | Selfsupported | RBS6101 | ENCLOSURE 6150 | 3 | 3 | 0 | 2 | 0 | 3 | 0 | 0 | 11 |  | 1 BB 6630 GWL | 3 RRUS 01B5 | 3 | 1 BB 6630 GWL | 1 | RBS 6630 | 3 RRUS 01B5 W | 3 | 0 BB 6630 GWL | 0 | RBS 6630 | 2 RRUS 01 B2 W | 2 | 0 BB 6630 GWL | 0 | RBS 6630 | N/A | 0 | N/A | 0 | N/A | 1 RRUS 32 B4 2 R 4415B66A | 3 | 0 BB 6630 GWL | 0 | RBS 6630 | N/A | 0 | N/A | 0 | N/A | [5 empty] | 11 | OK | Brian |  | PRIO 1 - 2023 | GWL |  |  | GWL-01-Mod. 850 (1-2-3) ; Exp. LTE (GHI) ; | 3 | 3 | 0 | 0 | 0 | 0 |  | 6 | 11 |  | 0 | 0 | 3 | 0 | 0 | 0 | 3 | 6 | Mod. 850 (1-2-3) ; Exp. LTE (GHI) ; | DEF | GHI(1-2-3) | 10 | 0 | 0 | Keep BB 6630 | N/A |  | Keep BB 6630 GWL | GWL-01 | - |  | 0 | [6 empty] | INST : Mod. 850 / LTE 1900 / |  | MIC BO 3YPlan 2023_6R_6A | 3 | 3xRadio 2219 B5, 3xRadio 4415 B2/25, |  | 3xAntenna 4pH, 3xAntena 80010767, | [13 empty] | 6 | [5 empty] | 12 |  |  |  | 3 |  | 50 | 6 |  | 35 | [13 empty] | 0 | 14 | [66 empty] | 3xRadio 2219 B5, 3xRadio 4415 B2/25, 3xAntenna 4pH, 3xAntena 80010767, | EXISTING SITE 2G/3G 850/3G 1900/AWS/ L:DEF-> INST : Mod. 850 / LTE 1900 / New :GHI(1-2-3) | 3xRadio 2219 B5, 3xRadio 4415 B2/25, 3xAntenna 4pH, 3xAntena 80010767, | [8 empty] | #N/A
39 |  |  | Proyecto Millicom Bolivia 3YPlan 2023 | CAT | Cataluna | In Services | -17.7178 | -63.1603 | Urban | Santa Cruz de la Sierra | Andres Ibanez | Santa Cruz | 40 | Selfsupported | PBC6200 | - | 3 | 3 | 0 | 0 | 0 | 1 | 0 | 2 | 9 |  | 1 DUG 20 01-1 DUW 31 01-1 BB 5212 L | 3 RRUS 12B5 | 3 | 1 DUG 20 01 | 1 | RBS 6601 | 3 RRUS 01B5 W | 3 | 1 DUW 31 01 | 1 | RBS 6601 | N/A | 0 | N/A | 0 | N/A | N/A | 0 | N/A | 0 | N/A | 1 RRUS 32 B4 | 1 | 1 BB 5212 L | 1 | RBS6601_SHARE | N/A | 0 | N/A | 0 | N/A | 2 R 4499 B2B25B66A | 2 | 0 BB 5212 L | 0 | RBS6601_SHARE | 9 |  |  |  | 2023 | GWL |  |  | GWL-01-Mod. 850 (1-3) ; Exp. LTE (ACGHI) ; | 2 | 1 | 0 | 0 | 1 | 0 |  | 4 | 9 |  | 2 | 0 | 1 | 0 | 0 | 0 | 0 | 3 | Mod. 850 (1-3) ; Exp. LTE (ACGHI) ; | DEFGI | ACH(1-3) | 1 | 1 | 0 | Baseband 6631 | N/A |  | Baseband 6631 GWL | GWL-01 | - |  | 0 | [6 empty] | INST : Mod. 850 / LTE 700 / LTE 1900 / |  | MIC BO 3YPlan 2023_1BB_4R_3A | 12 | 1xBaseband 6631, 2xRadio 2219 B5, 1xRadio 4415 B2/25, 1xRadio 4478 B12A, |  | 2xAntenna 2pL, 1xAntenna 4pH, |  |  |  |  | SI | SI |  |  |  | Definir altura MOD 850 (1-3)_ 2G 38 mts; 3G 35 Mts; Definir Altura LTE 1900 S2 ; Add Polo (28 mts) | [15 empty] | 70 | 4 |  | 59 | [11 empty] | 31.5 | 10 | 41.5 | 60 | [10 empty] | 1 | 1 |  |  | 1 | [7 empty] | 1 | 31.5 | B | 0 | [40 empty] | 1xBaseband 6631, 2xRadio 2219 B5, 1xRadio 4415 B2/25, 1xRadio 4478 B12A, 2xAntenna 2pL, 1xAntenna 4pH, | EXISTING SITE 2G/3G 850/AWS/LTE AWS&1900/ L:DEFGI-> INST : Mod. 850 / LTE 700 / LTE 1900 / New :ACH(1-3) | 1xBaseband 6631, 2xRadio 2219 B5, 1xRadio 4415 B2/25, 1xRadio 4478 B12A, 2xAntenna 2pL, 1xAntenna 4pH, | 0 | 12 | [6 empty] | #N/A
40 |  |  | Proyecto Millicom Bolivia 3YPlan 2023 | CMG | Cerro San Miguel | In Services | -17.4042 | -66.1484 | Urban | Cochabamba | Cercado (CBBA) | Cochabamba | 6 | Monopolo | Enclosure 6150 | - | 0 | 0 | 3 | 0 | 0 | 1 | 0 | 0 | 4 |  | 1 BB 5216 GWL | 3 R 2219 B5 GW | 3 | 1 BB 5216 GWL | 1 | RBS 6601 | 0 R 2219 B5 GW | 0 | 0 BB 5216 GWL | 0 | RBS6601 | N/A | 0 | N/A | 0 | N/A | N/A | 0 | N/A | N/A | N/A | 1 RRUS 32 B4 | 1 | 0 BB 5216 GWL | 0 | RBS 6601 | N/A | 0 | N/A | 0 | N/A | [5 empty] | 4 | OK | Brian |  | 2023 | GWL |  |  | GWL-01-Mod. 850 (3) ; Exp. LTE (I) ; | 0 | 1 | 0 | 0 | 0 | 0 |  | 1 | 4 |  | 0 | 0 | 1 | 0 | 0 | 0 | 0 | 1 | Mod. 850 (3) ; Exp. LTE (I) ; | F | I(3) | 3 | 1 | 0 | Baseband 6631 | N/A |  | Baseband 6631 GWL | GWL-01 | - |  | 0 | [6 empty] | INST : Mod. 850 / LTE 1900 / |  | MIC BO 3YPlan 2023_1BB_1R_1A | 18 | 1xBaseband 6631, 1xRadio 4415 B2/25, |  | 1xAntenna 4pH, | [25 empty] | 30 | 1 |  | 21 | [13 empty] | 0 | 14 | [19 empty] | NO | [46 empty] | 1xBaseband 6631, 1xRadio 4415 B2/25, 1xAntenna 4pH, | EXISTING SITE MIXMODE 850/AWS/ L:F-> INST : Mod. 850 / LTE 1900 / New :I(3) | 1xBaseband 6631, 1xRadio 4415 B2/25, 1xAntenna 4pH, | [8 empty] | #N/A
41 |  | / LTE RO 2020 Capacity H1 - 1900Mhz | Proyecto Millicom Bolivia 3YPlan 2023 | CVR | Cerro Verde | In Services | -17.4161 | -66.1453 | Urban | Cochabamba | Cercado (CBBA) | Cochabamba | 25 | Selfsupported | Enclosure 6150 | - | 0 | 0 | 3 | 0 | 0 | 3 | 3 | 0 | 9 |  | 1 BB 5216 GW-1 BB 5212 L | 3 R 2219 B5 GW | 3 | 1 BB 5216 GW | 1 | RBS 6601 | 0 R 2219 B5 GW | 0 | 0 BB 5216 GW | 0 | RBS 6601 | N/A | 0 | N/A | 0 | N/A | N/A | 0 | N/A | 0 | N/A | 3 RRUS 32 B4 | 3 | 1 BB 5212 L | 1 | RBS 6601 | 3 R 2217B2 | 3 | 0 BB 5212 L | 0 | RBS 6601 | [5 empty] | 9 |  |  |  | 2023 | GWL |  |  | GWL-01-Mod. 850 (2-3) ; Exp. LTE (BC) ; MIMO4 LTE (DEFGHI) ; | 0 | 0 | 0 | 3 | 1 | 0 |  | 4 | 9 |  | 0 | 2 | 1 | 0 | 0 | 0 | 0 | 3 | Mod. 850 (2-3) ; Exp. LTE (BC) ; MIMO4 LTE (DEFGHI) ; | DEFGHI | BC(2-3) | 1 | 1 | 0 | Baseband 6631 | N/A |  | Baseband 6631 GWL | GWL-01 | - |  | 0 | [6 empty] | INST : Mod. 850 / LTE 700 / |  | MIC BO 3YPlan 2023_1BB_4R_3A | 12 | 1xBaseband 6631, 3xRadio 4499 44B2/25 44B66A, 1xRadio 4478 B12A, |  | 2xAntenna 2pL4pH, 1xAntenna 4pH, | [25 empty] | 50 | 4 |  | 42 | [13 empty] | 0 | 14 | [19 empty] | NO | [46 empty] | 1xBaseband 6631, 3xRadio 4499 44B2/25 44B66A, 1xRadio 4478 B12A, 2xAntenna 2pL4pH, 1xAntenna 4pH, | EXISTING SITE MIXMODE 850/AWS/LTE 1900/ L:DEFGHI-> INST : Mod. 850 / LTE 700 / New :BC(2-3) | 1xBaseband 6631, 3xRadio 4499 44B2/25 44B66A, 1xRadio 4478 B12A, 2xAntenna 2pL4pH, 1xAntenna 4pH, | 0 | 3 | [6 empty] | #N/A |  |  |  |  | D
42 |  | / LTE RO 2020 Capacity H1 - 1900Mhz/High Load Cells_Only F1 | Proyecto Millicom Bolivia 3YPlan 2023 | CHB | Chimba | In Services | -17.3975 | -66.1907 | Urban | Cochabamba | Cercado (CBBA) | Cochabamba | 40 | Selfsupported | PBC6200 | - | 0 | 0 | 3 | 0 | 3 | 3 | 3 | 0 | 12 |  | 1 BB 5216 GW-1 BB 5212 L | 3 R 2219 B5 GW | 3 | 1 BB 5216 GW | 1 | RBS 6601_SHARE | 0 R 2219 B5 GW | 0 | 0 BB 5216 GW | 0 | RBS 6601_SHARE | N/A | 0 | N/A | 0 | N/A | 3 RRUS 11 B12 | 3 | 1 BB 5212 L | 1 | RBS 6601_SHARE | 3 RRUS 32 B4 | 3 | 0 BB 5212 L | 0 | RBS 6601_SHARE | 3 R 2217B2 | 3 | 0 BB 5212 L | 0 | RBS 6601_SHARE | [5 empty] | 12 |  |  |  | 2023 | GWL |  |  | GWL-01-Mod. 850 (1-2-3) ; MIMO4 LTE (H) ; Sectorizar (DFGI) | 0 | 3 | 0 | 0 | 0 | 0 |  | 3 | 12 |  | 0 | 0 | 1 | 0 | 0 | 2 | 0 | 3 | Mod. 850 (1-2-3) ; MIMO4 LTE (H) ; Sectorizar (DFGI) | ABCDEFGHI | (1-2-3) | 1 | 1 | 0 | Baseband 6631 | N/A |  | Baseband 6631 GWL | GWL-01 | - |  | 0 | [6 empty] | INST : Mod. 850 / Sectorize AWS&1900 / |  | MIC BO 3YPlan 2023_1BB_3R_3A | 31 | 1xBaseband 6631, 3xRadio 4415 B2/25, |  | 1xAntenna 4pH, 2xTwin Beam Antenna, | [25 empty] | 70 | 3 |  | 59 | [13 empty] | 0 | 14 | [66 empty] | 1xBaseband 6631, 3xRadio 4415 B2/25, 1xAntenna 4pH, 2xTwin Beam Antenna, | EXISTING SITE MIXMODE 850/LTE 700/AWS/LTE 1900/ L:ABCDEFGHI-> INST : Mod. 850 / Sectorize AWS&1900 / New :(1-2-3) | 1xBaseband 6631, 3xRadio 4415 B2/25, 1xAntenna 4pH, 2xTwin Beam Antenna, | [8 empty] | #N/A
44 |  | / LTE RO 2019 Capacity H1 | Proyecto Millicom Bolivia 3YPlan 2023 | CML | Condominio Mallorca | In Services | -17.8099 | -63.2008 | Urban | Santa Cruz de la Sierra | Andres Ibanez | Santa Cruz | 25 | Selfsupported | RBS6101 | - | 0 | 3 | 0 | 3 | 0 | 3 | 0 | 0 | 9 |  | 1 DUW 31 01-1 DUW 31 01-1 BB 5212 L | N/A | 0 | N/A | 0 | N/A | 3 RRU 01 B5 | 3 | 1 DUW 31 01 | 1 | RBS6601_SHARE | 3 RRUS 01 B2 W | 3 | 1 DUW 31 01 | 1 | RBS6601_SHARE | N/A | 0 | N/A | 0 | N/A | 3 Radio 4415B66A | 3 | 1 BB 5212 L | 1 | RBS6601 | N/A | 0 | N/A | 0 | N/A | [5 empty] | 9 | OK | Brian |  | PRIO 1 - 2023 | WL |  |  | WL-01-Mod. 850 (1-2-3) ; Exp. LTE (GHI) ; | 3 | 3 | 0 | 0 | 0 | 0 |  | 6 | 9 |  | 0 | 0 | 3 | 0 | 0 | 0 | 3 | 6 | Mod. 850 (1-2-3) ; Exp. LTE (GHI) ; | DEF | GHI(1-2-3) | 10 | 1 | 0 | Baseband 6631 | N/A |  | Baseband 6631 WL | WL-01 | - |  | 0 | [6 empty] | INST : Mod. 850 / LTE 1900 / |  | MIC BO 3YPlan 2023_1BB_6R_6A | 1 | 1xBaseband 6631, 3xRadio 2219 B5, 3xRadio 4415 B2/25, |  | 3xAntenna 4pH, 3xAntena 80010767, | [13 empty] | 6 | [5 empty] | 12 |  |  |  | 3 |  | 50 | 6 |  | 42 | [13 empty] | 0 | 14 | [66 empty] | 1xBaseband 6631, 3xRadio 2219 B5, 3xRadio 4415 B2/25, 3xAntenna 4pH, 3xAntena 80010767, | EXISTING SITE 3G 850/3G 1900/AWS/ L:DEF-> INST : Mod. 850 / LTE 1900 / New :GHI(1-2-3) | 1xBaseband 6631, 3xRadio 2219 B5, 3xRadio 4415 B2/25, 3xAntenna 4pH, 3xAntena 80010767, | 3 | - | [6 empty] | #N/A |  |  | Reuso de Antena
45 |  | / LTE RO 2019 Capacity H2 | Proyecto Millicom Bolivia 3YPlan 2023 | CVT | Condominio Villa Toscana | In Services | -17.7411 | -63.1798 | Urban | Santa Cruz de la Sierra | Andres Ibanez | Santa Cruz | 25 | Selfsupported | RBS6101 | - | 0 | 3 | 0 | 3 | 0 | 1 | 0 | 0 | 7 |  | 1 DUW4101-1 DUW 31 01-1 BB 5212 L | N/A | 0 | N/A | 0 | N/A | 3 RRUS01B5 W | 3 | 1 DUW4101 | 1 | RBS 6101 | 3 RRUS 01 B2 W | 3 | 1 DUW 31 01 | 1 | RBS 6101 | N/A | 0 | N/A | 0 | N/A | 1 RRUS 32 B4 | 1 | 1 BB 5212 L | 1 | RBS 6601 | N/A | 0 | N/A | 0 | N/A | [5 empty] | 7 | En Proceso | Brian |  | 2023 | WL |  |  | WL-01-Mod. 850 (2-3) ; Exp. LTE (GHI) ; | 2 | 3 | 0 | 0 | 0 | 0 |  | 5 | 7 |  | 0 | 0 | 3 | 0 | 0 | 0 | 3 | 6 | Mod. 850 (2-3) ; Exp. LTE (GHI) ; | DEF | GHI(2-3) | 5 | 1 | 0 | Baseband 6631 | N/A |  | Baseband 6631 WL | WL-01 | - |  | 0 | [6 empty] | INST : Mod. 850 / LTE 1900 / |  | MIC BO 3YPlan 2023_1BB_5R_6A | 6 | 1xBaseband 6631, 2xRadio 2219 B5, 3xRadio 4415 B2/25, |  | 3xAntenna 4pH, 3xAntena 80010767, | [11 empty] | 2 |  | 4 | [5 empty] | 12 |  |  |  | 3 |  | 50 | 5 |  | 42 | [13 empty] | 0 | 14 | [66 empty] | 1xBaseband 6631, 2xRadio 2219 B5, 3xRadio 4415 B2/25, 3xAntenna 4pH, 3xAntena 80010767, | EXISTING SITE 3G 850/3G 1900/AWS/ L:DEF-> INST : Mod. 850 / LTE 1900 / New :GHI(2-3) | 1xBaseband 6631, 2xRadio 2219 B5, 3xRadio 4415 B2/25, 3xAntenna 4pH, 3xAntena 80010767, | 3 | -
46 |  | / LTE RO 2020 Capacity H1 - 1900Mhz | Proyecto Millicom Bolivia 3YPlan 2023 | COC2 | Cotoca II | In Services | -17.7498 | -62.9958 | Urban | Cotoca | Andres Ibanez | Santa Cruz | 60 | Selfsupported | RBS6101 | RBS6101 | 3 | 3 | 0 | 0 | 3 | 3 | 3 | 0 | 15 |  | 1 DUG 20 01-1 DUW 31 01-1 DUS 31 02 | 3 RRU 01 B5 | 3 | 1 DUG 20 01 | 1 | RBS 6601_SHARE | 3 RRU 01 B5 | 3 | 1 DUW 31 01 | 1 | RBS 6601 | N/A | 0 | N/A | 0 | N/A | 3 RRUS 11 B12 | 3 | 1 DUS 31 02 | 1 | RBS6601_SHARE | 1 RRU 32 B4-2 RRU 11 B4 | 3 | 0 DUS 31 02 | 0 | RBS6601_SHARE | 3 R 2217B2 | 3 | 0 DUS 31 02 | 0 | RBS6601_SHARE | [5 empty] | 15 |  |  |  | 2023 | GWL |  |  | GWL-01-Mod. 850 (1-2-3) ; AAS FDD (EFHI) ; Sectorizar (DG) | 3 | 1 | 0 | 0 | 0 | 2 |  | 6 | 15 |  | 0 | 0 | 0 | 0 | 0 | 1 | 0 | 1 | Mod. 850 (1-2-3) ; AAS FDD (EFHI) ; Sectorizar (DG) | ABCDEFGHI | (1-2-3) | 10 | 1 | 2 | Baseband 6631 | Baseband 6651 |  | Baseband 6631 GWL-Baseband 6651 L | GWL-01 | L-01 |  | 0 | [6 empty] | INST : Mod. 850 / Sectorize AWS&1900 / AAS FDD AWS&1900 / |  | MIC BO 3YPlan 2023_3BB_6R_1A | 20 | 1xBaseband 6631, 2xBaseband 6651, 3xRadio 2219 B5, 1xRadio 4415 B2/25, 2xRadio AAS B25/B66, |  | 1xTwin Beam Antenna, | [25 empty] | 100 | 6 |  | 81 | [13 empty] | 0 | 14 | [66 empty] | 1xBaseband 6631, 2xBaseband 6651, 3xRadio 2219 B5, 1xRadio 4415 B2/25, 2xRadio AAS B25/B66, 1xTwin Beam Antenna, | EXISTING SITE 2G/3G 850/LTE 700/AWS/LTE 1900/ L:ABCDEFGHI-> INST : Mod. 850 / Sectorize AWS&1900 / AAS FDD AWS&1900 / New :(1-2-3) | 1xBaseband 6631, 2xBaseband 6651, 3xRadio 2219 B5, 1xRadio 4415 B2/25, 2xRadio AAS B25/B66, 1xTwin Beam Antenna,
47 |  |  | Proyecto Millicom Bolivia 3YPlan 2023 | CHI | Cuchilla | In Services | -17.8246 | -63.2028 | Urban | Santa Cruz de la Sierra | Andres Ibanez | Santa Cruz | 25 | Selfsupported | RBS6101 | - | 3 | 3 | 0 | 3 | 0 | 3 | 0 | 0 | 12 |  | 1 DUG 20 01-1 DUW 31 01-1 DUW 41 01-1 DUS 31 02 | 3 RRUS 12 B5 | 3 | 1 DUG 20 01 | 1 | RBS 6601_SHARE | 3 RRU 01 B5 | 3 | 1 DUW 31 01 | 1 | RBS 6601 | 3 RRUS 01 B2 W | 3 | 1 DUW 41 01 | 1 | RBS 6601 | N/A | 0 | N/A | 0 | N/A | 3 RRUS 32 B4 | 3 | 1 DUS 31 02 | 1 | RBS6601_SHARE | N/A | 0 | N/A | 0 | N/A | [5 empty] | 12 |  |  |  | 2023 | GWL |  |  | GWL-01-Mod. 850 (2) ; Exp. LTE (GHI) ; | 1 | 3 | 0 | 0 | 0 | 0 |  | 4 | 12 |  | 0 | 0 | 3 | 0 | 0 | 0 | 0 | 3 | Mod. 850 (2) ; Exp. LTE (GHI) ; | DEF | GHI(2) | 5 | 1 | 0 | Baseband 6631 | N/A |  | Baseband 6631 GWL | GWL-01 | - |  | 0 | [6 empty] | INST : Mod. 850 / LTE 1900 / |  | MIC BO 3YPlan 2023_1BB_4R_3A | 12 | 1xBaseband 6631, 1xRadio 2219 B5, 3xRadio 4415 B2/25, |  | 3xAntenna 4pH, | [25 empty] | 50 | 4 |  | 42 | [13 empty] | 0 | 14 | [66 empty] | 1xBaseband 6631, 1xRadio 2219 B5, 3xRadio 4415 B2/25, 3xAntenna 4pH, | EXISTING SITE 2G/3G 850/3G 1900/AWS/ L:DEF-> INST : Mod. 850 / LTE 1900 / New :GHI(2) | 1xBaseband 6631, 1xRadio 2219 B5, 3xRadio 4415 B2/25, 3xAntenna 4pH, | 3 | -
48 |  | / LTE RO 2020 Capacity H1 - 1900Mhz | Proyecto Millicom Bolivia 3YPlan 2023 | CUE | Cuellar | In Services | -17.7787 | -63.1888 | Urban | Santa Cruz de la Sierra | Andres Ibanez | Santa Cruz | 8 | Monopolo | RBS6101 | - | 3 | 3 | 0 | 0 | 0 | 3 | 3 | 0 | 12 |  | 1 DUG 20 01-1 DUW 31 01-1 DUS 31 02 | 3 RRU 01 B5 | 3 | 1 DUG 20 01 | 1 | RBS 6601 | 3 RRU 01 B5 | 3 | 1 DUW 31 01 | 1 | RBS 6601_SHARE | N/A | 0 | N/A | 0 | N/A | N/A | 0 | N/A | 0 | N/A | 3 RRU 11 B4 | 3 | 1 DUS 31 02 | 1 | RBS6601_SHARE | 3 R 2217B2 | 3 | 0 DUS 31 02 | 0 | RBS6601_SHARE | [5 empty] | 12 | OK | Oscar |  | 2023 | GWL |  |  | GWL-01-Mod. 850 (1-2-3) ; Exp. LTE (C) ; AAS FDD (DEGH) ; Sectorizar (FI) | 3 | 1 | 0 | 0 | 1 | 2 |  | 7 | 12 |  | 0 | 0 | 0 | 1 | 0 | 1 | 0 | 2 | Mod. 850 (1-2-3) ; Exp. LTE (C) ; AAS FDD (DEGH) ; Sectorizar (FI) | DEFGHI | C(1-2-3) | 2 | 1 | 2 | Baseband 6631 | Baseband 6651 |  | Baseband 6631 GWL-Baseband 6651 L | GWL-01 | L-01 |  | 0 | [6 empty] | INST : Mod. 850 / LTE 700 / Sectorize AWS&1900 / AAS FDD AWS&1900 / |  | MIC BO 3YPlan 2023_3BB_7R_2A | 2 | 1xBaseband 6631, 2xBaseband 6651, 3xRadio 2219 B5, 1xRadio 4415 B2/25, 1xRadio 4478 B12A, 2xRadio AAS B25/B66, |  | 1xAntenna 4pL, 1xTwin Beam Antenna, | [25 empty] | 30 | 7 |  | 23 | [11 empty] | 6 | 8 | 14 | 30 | [18 empty] | 2 |  |  |  | 2 | 6 | AB |  | Soportes para antenas air en mastil (rooftop) de 3'' | [39 empty] | 1xBaseband 6631, 2xBaseband 6651, 3xRadio 2219 B5, 1xRadio 4415 B2/25, 1xRadio 4478 B12A, 2xRadio AAS B25/B66, 1xAntenna 4pL, 1xTwin Beam Antenna, | EXISTING SITE 2G/3G 850/AWS/LTE 1900/ L:DEFGHI-> INST : Mod. 850 / LTE 700 / Sectorize AWS&1900 / AAS FDD AWS&1900 / New :C(1-2-3) | 1xBaseband 6631, 2xBaseband 6651, 3xRadio 2219 B5, 1xRadio 4415 B2/25, 1xRadio 4478 B12A, 2xRadio AAS B25/B66, 1xAntenna 4pL, 1xTwin Beam Antenna, | 0 | 2 | [9 empty] | INST : Mod. 850 / LTE 700 / Sectorize AWS&1900 / AAS FDD AWS&1900 / ; Sectores: Mod. 850 (1-2-3) ; Exp. LTE (C) ; AAS FDD (DEGH) ; Sectorizar (FI) ; Controlador: Baseband 6631 ; Hardware: 1xBaseband 6631, 2xBaseband 6651, 3xRadio 2219 B5, 1xRadio 4415 B2/25, 1xRadio 4478 B12A, 2xRadio AAS B25/B66, 1xAntenna 4pL, 1xTwin Beam Antenna,
49 |  |  | Proyecto Millicom Bolivia 3YPlan 2023 | ECO | Ecologica | In Services | -17.7681 | -63.1069 | Urban | Santa Cruz de la Sierra | Andres Ibanez | Santa Cruz | 40 | Selfsupported | PBC6200 | - | 3 | 3 | 0 | 3 | 0 | 3 | 0 | 0 | 12 |  | 1 DUG 20 01-1 DUW 31 01-1 DUW 41 01-1 DUS 31 02 | 3 RRUS 12 B5 | 3 | 1 DUG 20 01 | 1 | RBS 6601 | 3 RRU 01 B5 | 3 | 1 DUW 31 01 | 1 | RBS 6601 | 3 RRUS 01 B2 W | 3 | 1 DUW 41 01 | 1 | RBS 6601 | N/A | 0 | N/A | 0 | N/A | 3 RRUS 32 B4 | 3 | 1 DUS 31 02 | 1 | RBS6601 | N/A | 0 | N/A | 0 | N/A | [5 empty] | 12 |  |  |  | PRIO 1 - 2023 | GWL |  |  | GWL-01-Mod. 850 (1-3) ; Exp. LTE (GHI) ; | 2 | 3 | 0 | 0 | 0 | 0 |  | 5 | 12 |  | 0 | 0 | 3 | 0 | 0 | 0 | 3 | 6 | Mod. 850 (1-3) ; Exp. LTE (GHI) ; | DEF | GHI(1-3) | 6 | 1 | 0 | Baseband 6631 | N/A |  | Baseband 6631 GWL | GWL-01 | - |  | 0 | [6 empty] | INST : Mod. 850 / LTE 1900 / |  | MIC BO 3YPlan 2023_1BB_5R_6A | 6 | 1xBaseband 6631, 2xRadio 2219 B5, 3xRadio 4415 B2/25, |  | 3xAntenna 4pH, 3xAntena 80010767, | [11 empty] | 2 |  | 4 | [5 empty] | 12 |  |  |  | 3 |  | 70 | 5 |  | 59 | [13 empty] | 0 | 14 | [66 empty] | 1xBaseband 6631, 2xRadio 2219 B5, 3xRadio 4415 B2/25, 3xAntenna 4pH, 3xAntena 80010767, | EXISTING SITE 2G/3G 850/3G 1900/AWS/ L:DEF-> INST : Mod. 850 / LTE 1900 / New :GHI(1-3) | 1xBaseband 6631, 2xRadio 2219 B5, 3xRadio 4415 B2/25, 3xAntenna 4pH, 3xAntena 80010767, | [8 empty] | #N/A
50 |  | / LTE RO 2020 Capacity H1 - 1900Mhz | Proyecto Millicom Bolivia 3YPlan 2023 | EDI | Edif. Dima | In Services | -17.7851 | -63.1939 | Urban | Santa Cruz de la Sierra | Andres Ibanez | Santa Cruz | 3 | Mástil | RBS6101 | - | 0 | 3 | 0 | 0 | 0 | 3 | 3 | 0 | 9 |  | 1 DUW 31 01-1 DUS 31 02 | N/A | 0 | N/A | 0 | N/A | 3 RRU 01 B5 | 3 | 1 DUW 31 01 | 1 | RBS 6601 | N/A | 0 | N/A | 0 | N/A | N/A | 0 | N/A | 0 | N/A | 3 RRUS 11 B4 | 3 | 1 DUS 31 02 | 1 | RBS6601 | 3 R 2217B2 | 3 | 0 DUS 31 02 | 0 | RBS6601 | [5 empty] | 9 | TYPESITE |  |  | 2023 | WL |  |  | WL-01-Mod. 850 (1-3) ; Exp. LTE (A) ; MIMO4 LTE (DEG) ; Sectorizar (FI) | 2 | 0 | 1 | 2 | 1 | 0 |  | 6 | 9 |  | 0 | 0 | 1 | 0 | 1 | 1 | 0 | 3 | Mod. 850 (1-3) ; Exp. LTE (A) ; MIMO4 LTE (DEG) ; Sectorizar (FI) | DEFGHI | A(1-3) | 1 | 1 | 0 | Baseband 6631 | N/A |  | Baseband 6631 WL | WL-01 | - |  | 0 | [6 empty] | INST : Mod. 850 / LTE 700 / Sectorize AWS&1900 / |  | MIC BO 3YPlan 2023_1BB_6R_3A | 20 | 1xBaseband 6631, 2xRadio 2219 B5, 1xRadio 4415 B66A, 2xRadio 4499 44B2/25 44B66A, 1xRadio 4478 B12A, |  | 1xAntenna 4pH, 1xAntenna 4pL4pH , 1xTwin Beam Antenna, | [25 empty] | 30 | 6 |  | 17 | [13 empty] | 0 | 14 | [66 empty] | 1xBaseband 6631, 2xRadio 2219 B5, 1xRadio 4415 B66A, 2xRadio 4499 44B2/25 44B66A, 1xRadio 4478 B12A, 1xAntenna 4pH, 1xAntenna 4pL4pH , 1xTwin Beam Antenna, | EXISTING SITE 3G 850/AWS/LTE 1900/ L:DEFGHI-> INST : Mod. 850 / LTE 700 / Sectorize AWS&1900 / New :A(1-3) | 1xBaseband 6631, 2xRadio 2219 B5, 1xRadio 4415 B66A, 2xRadio 4499 44B2/25 44B66A, 1xRadio 4478 B12A, 1xAntenna 4pH, 1xAntenna 4pL4pH , 1xTwin Beam Antenna, | 0 | - | [9 empty] | Reuso de Antena |  | DEF
51 |  | / LTE RO 2020 Capacity H2 - 1900Mhz | Proyecto Millicom Bolivia 3YPlan 2023 | ETF | El Triunfo | In Services | -17.868 | -63.1512 | Urban | Santa Cruz de la Sierra | Andres Ibanez | Santa Cruz | 40 | Selfsupported | PBC6200 | - | 3 | 3 | 0 | 3 | 0 | 3 | 0 | 0 | 12 |  | 1 DUG 20 01-1 DUW 31 01-1 DUW 41 01-1 BB 5212 L | 3 RRUS 12 B5 | 3 | 1 DUG 20 01 | 1 | RBS 6601 | 3 RRU 01 B5 | 3 | 1 DUW 31 01 | 1 | RBS 6601 | 3 RRUS 01 B2 W | 3 | 1 DUW 41 01 | 1 | RBS 6601 | N/A | 0 | N/A | 0 | N/A | 3 RRUS 32 B4 | 3 | 1 BB 5212 L | 1 | RBS6601 | N/A | 0 | N/A | 0 | N/A | [5 empty] | 12 |  |  |  | 2023 | GWL |  |  | GWL-01-Mod. 850 (2-3) ; AAS FDD (EFHI) ; | 2 | 0 | 0 | 0 | 0 | 2 |  | 4 | 12 |  | 0 | 0 | 0 | 0 | 0 | 0 | 0 | 0 | Mod. 850 (2-3) ; AAS FDD (EFHI) ; | DEFHI | (2-3) | 3 | 1 | 2 | Baseband 6631 | Baseband 6651 |  | Baseband 6631 GWL-Baseband 6651 L | GWL-01 | L-01 |  | 0 | [6 empty] | INST : Mod. 850 / AAS FDD AWS&1900 / |  | MIC BO 3YPlan 2023_3BB_4R | 3 | 1xBaseband 6631, 2xBaseband 6651, 2xRadio 2219 B5, 2xRadio AAS B25/B66, | [27 empty] | 70 | 4 |  | 59 | [13 empty] | 0 | 14 | [66 empty] | 1xBaseband 6631, 2xBaseband 6651, 2xRadio 2219 B5, 2xRadio AAS B25/B66, | EXISTING SITE 2G/3G 850/3G 1900/AWS/ L:DEFHI-> INST : Mod. 850 / AAS FDD AWS&1900 / New :(2-3) | 1xBaseband 6631, 2xBaseband 6651, 2xRadio 2219 B5, 2xRadio AAS B25/B66, | 3 | - | [6 empty] | #N/A |  |  |  |  | D
52 |  |  | Proyecto Millicom Bolivia 3YPlan 2023 | ENT | Entre Rios | In Services | -17.202 | -64.5353 | Rural | Entre Rios (Bulo Bulo) | Carrasco | Cochabamba | 45 | Selfsupported | PBC6200 | - | 0 | 0 | 3 | 3 | 3 | 3 | 0 | 0 | 12 |  | 1 BB 5216 GW-1 BB 5212 L | 3 R 2219 B5 GW | 3 | 1 BB 5216 GW | 1 | RBS 6601_SHARE | 0 R 2219 B5 GW | 0 | 0 BB 5216 GW | 0 | RBS 6601_SHARE | 3 R 2217 B2 W | 3 | 0 BB 5216 GW | 0 | RBS 6601_SHARE | 3 RRUS 11 B12 | 3 | 1 BB 5212 L | 1 | RBS 6601_SHARE | 3 RRUS 32 B4 | 3 | 0 BB 5212 L | 0 | RBS 6601_SHARE | N/A | 0 | N/A | 0 | N/A | [5 empty] | 12 | OK | Brian |  | 2023 | GWL |  |  | GWL-01-Exp. LTE (GI) ; | 0 | 2 | 0 | 0 | 0 | 0 |  | 2 | 12 |  | 0 | 0 | 2 | 0 | 0 | 0 | 0 | 2 | Exp. LTE (GI) ; | ABCDEF | GI | 4 | 1 | 0 | Baseband 6631 | N/A |  | Baseband 6631 GWL | GWL-01 | - |  | 0 | [6 empty] | INST : LTE 1900 / |  | MIC BO 3YPlan 2023_1BB_2R_2A | 28 | 1xBaseband 6631, 2xRadio 4415 B2/25, |  | 2xAntenna 4pH, | [25 empty] | 70 | 2 |  | 64 | [13 empty] | 0 | 14 | [66 empty] | 1xBaseband 6631, 2xRadio 4415 B2/25, 2xAntenna 4pH, | EXISTING SITE MIXMODE 850/3G 1900/LTE 700/AWS/ L:ABCDEF-> INST : LTE 1900 / New :GI | 1xBaseband 6631, 2xRadio 4415 B2/25, 2xAntenna 4pH, | 3 | - | [11 empty] | DE
53 |  | / LTE RO 2020 Capacity H1 - 1900Mhz | Proyecto Millicom Bolivia 3YPlan 2023 | BUS | Estación Buses | In Services | -17.7895 | -63.1635 | Urban | Santa Cruz de la Sierra | Andres Ibanez | Santa Cruz | 10 | Selfsupported | PBC6200 | - | 0 | 3 | 0 | 0 | 0 | 3 | 3 | 0 | 9 |  | 1 DUW 31 01-1 DUS 31 01 | N/A | 0 | N/A | 0 | N/A | 3 RRU 01 B5 | 3 | 1 DUW 31 01 | 1 | RBS 6601 | N/A | 0 | N/A | 0 | N/A | N/A | 0 | N/A | 0 | N/A | 3 RRUS 11 B4 | 3 | 1 DUS 31 01 | 1 | RBS6601 | 3 R 2217 B2 | 3 | 1 DUS 31 01 | 1 | RBS6601 | [5 empty] | 9 | OK | Oscar |  | 2023 | WL |  |  | WL-01-Mod. 850 (1-2) ; Exp. LTE (C) ; MIMO4 LTE (FI) ; AAS FDD (DEGH) ; | 2 | 0 | 0 | 1 | 1 | 2 |  | 6 | 9 |  | 0 | 0 | 0 | 0 | 1 | 0 | 0 | 1 | Mod. 850 (1-2) ; Exp. LTE (C) ; MIMO4 LTE (FI) ; AAS FDD (DEGH) ; | ABDEFGHI | C(1-2) | 2 | 1 | 2 | Baseband 6631 | Baseband 6651 |  | Baseband 6631 WL-Baseband 6651 L | WL-01 | L-01 |  | 0 | [6 empty] | INST : Mod. 850 / LTE 700 / AAS FDD AWS&1900 / |  | MIC BO 3YPlan 2023_3BB_6R_1A | 20 | 1xBaseband 6631, 2xBaseband 6651, 2xRadio 2219 B5, 1xRadio 4499 44B2/25 44B66A, 1xRadio 4478 B12A, 2xRadio AAS B25/B66, |  | 1xAntenna 4pL4pH , | [25 empty] | 30 | 6 |  | 25 | [11 empty] | 29 | 5 | 34 | 52 | [10 empty] | 1 |  | 1 | 3 | [5 empty] | 3 POWER CABLE PARA BB DE 17.00m | [32 empty] | 1 | 7.5 | C | [6 empty] | 3 POWER CABLE PARA BB DE 17.00m |  |  |  |  | 1xBaseband 6631, 2xBaseband 6651, 2xRadio 2219 B5, 1xRadio 4499 44B2/25 44B66A, 1xRadio 4478 B12A, 2xRadio AAS B25/B66, 1xAntenna 4pL4pH , | EXISTING SITE 3G 850/AWS/LTE 1900/ L:ABDEFGHI-> INST : Mod. 850 / LTE 700 / AAS FDD AWS&1900 / New :C(1-2) | 1xBaseband 6631, 2xBaseband 6651, 2xRadio 2219 B5, 1xRadio 4499 44B2/25 44B66A, 1xRadio 4478 B12A, 2xRadio AAS B25/B66, 1xAntenna 4pL4pH , | 0 | 11 | [6 empty] | #N/A |  |  |  |  | DF
54 |  | / Desinstalación H1 1900 2020 | Proyecto Millicom Bolivia 3YPlan 2023 | ESQ | Estadio Quillacollo | In Services | -17.3913 | -66.2715 | Urban | Quillacollo | Quillacollo | Cochabamba | 25 | Poste Metálico | Enclosure 6150 | - | 0 | 0 | 3 | 0 | 0 | 3 | 0 | 0 | 6 |  | 1 BB 5216 GW-1 BB 5212 L | 3 R 2219 B5 GW | 3 | 1 BB 5216 GW | 1 | RBS 6601 | 0 R 2219 B5 GW | 0 | 0 BB 5216 GW | 0 | RBS 6601 | N/A | 0 | NA | 0 | N/A | N/A | 0 | N/A | 0 | N/A | 3 RRUS 32 B4 | 3 | 1 BB 5212 L | 1 | RBS 6601 | N/A | 0 | N/A | 0 | N/A | [5 empty] | 6 | OK | Oscar |  | PRIO 1 - 2023 | GWL |  |  | GWL-01-Exp. LTE (HI) ; MIMO4 LTE (DEF) ; | 0 | 0 | 0 | 2 | 0 | 0 |  | 2 | 6 |  | 0 | 0 | 2 | 0 | 0 | 0 | 2 | 4 | Exp. LTE (HI) ; MIMO4 LTE (DEF) ; | DEF | HI | 3 | 1 | 0 | Baseband 6631 | N/A |  | Baseband 6631 GWL | GWL-01 | - |  | 0 | [6 empty] | INST : LTE 1900 / |  | MIC BO 3YPlan 2023_1BB_2R_4A | 10 | 1xBaseband 6631, 2xRadio 4499 44B2/25 44B66A, |  | 2xAntenna 4pH, 2xAntena 80010767, | [13 empty] | 4 | [5 empty] | 8 |  |  |  | 2 |  | 50 | 2 |  | 42 | [11 empty] | 26 | 6.5 | 32.5 | 50 | [5 empty] | 1 |  |  | 2 | 1 | [9 empty] | NO | [46 empty] | 1xBaseband 6631, 2xRadio 4499 44B2/25 44B66A, 2xAntenna 4pH, 2xAntena 80010767, | EXISTING SITE MIXMODE 850/AWS/ L:DEF-> INST : LTE 1900 / New :HI | 1xBaseband 6631, 2xRadio 4499 44B2/25 44B66A, 2xAntenna 4pH, 2xAntena 80010767, | 0 | -
55 |  |  | Proyecto Millicom Bolivia 3YPlan 2023 | FAG | Facultad de Agronomía | In Services | -17.4447 | -66.1338 | Urban | Cochabamba | Cercado (CBBA) | Cochabamba | 25 | Selfsupported | PBC6200 | - | 0 | 0 | 3 | 0 | 0 | 3 | 0 | 0 | 6 |  | 1 BB 5216 GWL | 3 R 2219 B5 GW | 3 | 1 BB 5216 GWL | 1 | RBS6601 | 0 R 2219 B5 GW | 0 | 0 BB 5216 GWL | 0 | RBS6601 | N/A | 0 | N/A | 0 | N/A | N/A | 0 | N/A | 0 | N/A | 3 RRUS 32 B4 | 3 | 0 BB 5216 GWL | 0 | RBS6601 | N/A | 0 | N/A | 0 | N/A | [5 empty] | 6 | En Proceso | Brian |  | 2023 | GWL |  |  | GWL-01-Exp. LTE (GHI) ; | 0 | 3 | 0 | 0 | 0 | 0 |  | 3 | 6 |  | 0 | 0 | 3 | 0 | 0 | 0 | 3 | 6 | Exp. LTE (GHI) ; | DEF | GHI | 2 | 1 | 0 | Baseband 6631 | N/A |  | Baseband 6631 GWL | GWL-01 | - |  | 0 | [6 empty] | INST : LTE 1900 / |  | MIC BO 3YPlan 2023_1BB_3R_6A | 4 | 1xBaseband 6631, 3xRadio 4415 B2/25, |  | 3xAntenna 4pH, 3xAntena 80010767, | [13 empty] | 6 | [5 empty] | 12 |  |  |  | 3 |  | 50 | 3 |  | 42 | [13 empty] | 0 | 14 | [66 empty] | 1xBaseband 6631, 3xRadio 4415 B2/25, 3xAntenna 4pH, 3xAntena 80010767, | EXISTING SITE MIXMODE 850/AWS/ L:DEF-> INST : LTE 1900 / New :GHI | 1xBaseband 6631, 3xRadio 4415 B2/25, 3xAntenna 4pH, 3xAntena 80010767, | 0 | - | [9 empty] | Reuso de Antena |  | DEF
43 |  |  | Proyecto Millicom Bolivia 3YPlan 2023 | GIL | Coliseo Gilberto Parejas | In Services | -17.7902 | -63.1828 | Urban | Santa Cruz de la Sierra | Andres Ibanez | Santa Cruz | 6 | Monopolo | PBC6200 | - | 3 | 3 | 0 | 0 | 0 | 3 | 0 | 0 | 9 |  | 1 DUG 20 01-1 DUW 41 01-1 DUS 31 02 | 3 RRUS 12 B5 | 3 | 1 DUG 20 01 | 1 | RBS 6601_SHARE | 3 RRU 01 B5 | 3 | 1 DUW 41 01 | 1 | RBS 6601 | N/A | 0 | N/A | 0 | N/A | N/A | 0 | N/A | 0 | N/A | 3 RRUS 32 B4 | 3 | 1 DUS 31 02 | 1 | RBS6601_SHARE | N/A | 0 | N/A | 0 | N/A | [5 empty] | 9 | En Proceso | Brian |  | 2023 | GWL |  |  | GWL-01-Mod. 850 (1-2) ; Exp. LTE (GHI) ; | 2 | 3 | 0 | 0 | 0 | 0 |  | 5 | 9 |  | 0 | 0 | 3 | 0 | 0 | 0 | 1 | 4 | Mod. 850 (1-2) ; Exp. LTE (GHI) ; | DEF | GHI(1-2) | 2 | 1 | 0 | Baseband 6631 | N/A |  | Baseband 6631 GWL | GWL-01 | - |  | 0 | [6 empty] | INST : Mod. 850 / LTE 1900 / |  | MIC BO 3YPlan 2023_1BB_5R_4A | 3 | 1xBaseband 6631, 2xRadio 2219 B5, 3xRadio 4415 B2/25, |  | 3xAntenna 4pH, 1xAntena 80010767, | [11 empty] | 2 | [8 empty] | 12 |  |  | 1 |  | 30 | 5 |  | 21 | [13 empty] | 0 | 14 | [66 empty] | 1xBaseband 6631, 2xRadio 2219 B5, 3xRadio 4415 B2/25, 3xAntenna 4pH, 1xAntena 80010767, | EXISTING SITE 2G/3G 850/AWS/ L:DEF-> INST : Mod. 850 / LTE 1900 / New :GHI(1-2) | 1xBaseband 6631, 2xRadio 2219 B5, 3xRadio 4415 B2/25, 3xAntenna 4pH, 1xAntena 80010767, | 0 | -
56 |  | / LTE RO 2019 Capacity H1 | Proyecto Millicom Bolivia 3YPlan 2023 | FER | Feria | In Services | -17.7847 | -63.198 | Urban | Santa Cruz de la Sierra | Andres Ibanez | Santa Cruz | 15 | Monopolo | PBC6200 | - | 3 | 3 | 0 | 3 | 0 | 2 | 0 | 0 | 11 |  | 1 DUG 20 01-1 BB 6630 WL | 3 RRUS 12 B5 | 3 | 1 DUG 20 01 | 1 | RBS6601 | 3 RRUS 01 B5 | 3 | 1 BB 6630 WL | 1 | RBS6630 | 3 RRUS 01 B2 W | 3 | 0 Baseband 6630 (WL) | 0 | RBS6630 | N/A | 0 | N/A | 0 | N/A | 2 Radio 4415 B66A | 2 | 0 BB 6630 WL | 0 | RBS6630 | N/A | 0 | N/A | 0 | N/A | [5 empty] | 11 | OK | Brian |  | 2023 | GWL |  |  | WL-01-Mod. 850 (2-3) ; Exp. LTE (HI) ; | 2 | 2 | 0 | 0 | 0 | 0 |  | 4 | 11 |  | 0 | 0 | 2 | 0 | 0 | 0 | 2 | 4 | Mod. 850 (2-3) ; Exp. LTE (HI) ; | EF | HI(2-3) | 2 | 0 | 0 | Keep BB 6630 | N/A |  | Keep BB 6630 WL | WL-01 | - |  | 0 | [6 empty] | INST : Mod. 850 / LTE 1900 / |  | MIC BO 3YPlan 2023_4R_4A | 1 | 2xRadio 2219 B5, 2xRadio 4415 B2/25, |  | 2xAntenna 4pH, 2xAntena 80010767, | [13 empty] | 4 | [5 empty] | 8 |  |  |  | 2 |  | 30 | 4 |  | 31 | [13 empty] | 0 | 14 | [66 empty] | 2xRadio 2219 B5, 2xRadio 4415 B2/25, 2xAntenna 4pH, 2xAntena 80010767, | EXISTING SITE 2G/3G 850/3G 1900/AWS/ L:EF-> INST : Mod. 850 / LTE 1900 / New :HI(2-3) | 2xRadio 2219 B5, 2xRadio 4415 B2/25, 2xAntenna 4pH, 2xAntena 80010767, | 3 | 11 | [6 empty] | #N/A
57 |  |  | Proyecto Millicom Bolivia 3YPlan 2023 | GPY | Guapay Sur | In Services | -17.8522 | -63.1935 | Urban | Santa Cruz de la Sierra | Andres Ibanez | Santa Cruz | 40 | Selfsupported | PBC6200 | - | 3 | 3 | 0 | 3 | 0 | 3 | 0 | 0 | 12 |  | 1 DUG 20 01-1 DUW 31 01-1 DUW 41 01-1 DUS 31 02 | 3 RRUS 12 B5 | 3 | 1 DUG 20 01 | 1 | RBS 6601_SHARE | 3 RRU 01 B5 | 3 | 1 DUW 31 01 | 1 | RBS 6601 | 3 RRUS 01 B2 W | 3 | 1 DUW 41 01 | 1 | RBS 6601 | N/A | 0 | N/A | 0 | N/A | 3 RRUS 32 B4 | 3 | 1 DUS 31 02 | 1 | RBS6601_SHARE | N/A | 0 | N/A | 0 | N/A | [5 empty] | 12 |  |  |  | 2023 | GWL |  |  | GWL-01-Mod. 850 (1-2-3) ; Exp. LTE (GHI) ; | 3 | 3 | 0 | 0 | 0 | 0 |  | 6 | 12 |  | 0 | 0 | 3 | 0 | 0 | 0 | 0 | 3 | Mod. 850 (1-2-3) ; Exp. LTE (GHI) ; | DEF | GHI(1-2-3) | 10 | 1 | 0 | Baseband 6631 | N/A |  | Baseband 6631 GWL | GWL-01 | - |  | 0 | [6 empty] | INST : Mod. 850 / LTE 1900 / |  | MIC BO 3YPlan 2023_1BB_6R_3A | 20 | 1xBaseband 6631, 3xRadio 2219 B5, 3xRadio 4415 B2/25, |  | 3xAntenna 4pH, | [25 empty] | 70 | 6 |  | 59 | [13 empty] | 0 | 14 | [66 empty] | 1xBaseband 6631, 3xRadio 2219 B5, 3xRadio 4415 B2/25, 3xAntenna 4pH, | EXISTING SITE 2G/3G 850/3G 1900/AWS/ L:DEF-> INST : Mod. 850 / LTE 1900 / New :GHI(1-2-3) | 1xBaseband 6631, 3xRadio 2219 B5, 3xRadio 4415 B2/25, 3xAntenna 4pH, | 3 | 12 | [11 empty] | DE
58 |  | / LTE RO 2020 Capacity H2 - 1900Mhz | Proyecto Millicom Bolivia 3YPlan 2023 | GY2 | Guayaramerin II | In Services | -10.8248 | -65.3557 | Rural | Guayaramerin | Vaca Diez | Beni | 25 | Selfsupported | PBC6200 | - | 0 | 0 | 3 | 0 | 3 | 3 | 3 | 0 | 12 |  | 1 BB 6630 GL | 3 RRUS 12 B5 G | 3 | 1 BB 6630 GL | 1 | RBS 6630 | 0 RRUS 12 B5 GW | 0 | 0 BB 6630 GWL | 0 | N/A | N/A | 0 | N/A | 0 | N/A | 3 RRUS 11 B12 | 3 | 0 BB 6630 GL | 0 | RBS 6630 | 3 RRU 11 B4 | 3 | 0 BB 6630 GL | 0 | RBS 6630 | 3 R 2217 B2 | 3 | 0 BB 6630 GL | 0 | RBS 6630 | [5 empty] | 12 |  |  |  | 2023 | GWL |  |  | GL-01-Mod. 850 (1) ; MIMO4 LTE (DEFGHI) ; | 1 | 0 | 0 | 3 | 0 | 0 |  | 4 | 12 |  | 0 | 0 | 3 | 0 | 0 | 0 | 0 | 3 | Mod. 850 (1) ; MIMO4 LTE (DEFGHI) ; | ABCDEFGHI | (1) | 1 | 0 | 0 | Keep BB 6630 | N/A |  | Keep BB 6630 GL | GL-01 | - |  | 0 | [6 empty] | INST : Mod. 850 / |  | MIC BO 3YPlan 2023_4R_3A | 10 | 1xRadio 2219 B5, 3xRadio 4499 44B2/25 44B66A, |  | 3xAntenna 4pH, | [25 empty] | 50 | 4 |  | 42 | [13 empty] | 0 | 14 | [66 empty] | 1xRadio 2219 B5, 3xRadio 4499 44B2/25 44B66A, 3xAntenna 4pH, | EXISTING SITE MIXMODE 850/LTE 700/AWS/LTE 1900/ L:ABCDEFGHI-> INST : Mod. 850 / New :(1) | 1xRadio 2219 B5, 3xRadio 4499 44B2/25 44B66A, 3xAntenna 4pH, | 0 | - | [6 empty] | #N/A
59 |  | / LTE RO 2020 Capacity H1 - 1900Mhz | Proyecto Millicom Bolivia 3YPlan 2023 | HIP | Hipermaxi | In Services | -17.7588 | -63.1794 | Urban | Santa Cruz de la Sierra | Andres Ibanez | Santa Cruz | 25 | Selfsupported | PBC6200 | - | 3 | 3 | 0 | 0 | 3 | 3 | 3 | 0 | 15 |  | 1 DUG 20 01-1 DUW 31 01-1 DUS 31 01 | 3 RRUS 12 B5 | 3 | 1 DUG 20 01 | 1 | RBS 6601_SHARE | 3 RRU 01 B5 | 3 | 1 DUW 31 01 | 1 | RBS 6601 | N/A | 0 | N/A | 0 | N/A | 3 RRUS 11 B12 | 3 | 1 DUS 31 01 | 1 | RBS6601_SHARE | 2 RRUS 11 B4 1 RRUS 32 B4 | 3 | 0 DUS 31 01 | 0 | RBS6601_SHARE | 3 R 2217B2 | 3 | 0 DUS 31 01 | 0 | RBS6601_SHARE | [5 empty] | 15 |  |  |  | 2023 | GWL |  |  | GWL-01-Mod. 850 (1-2-3) ; AAS FDD (EFHI) ; Sectorizar (DG) | 3 | 0 | 0 | 1 | 0 | 2 |  | 6 | 15 |  | 0 | 0 | 0 | 0 | 0 | 1 | 0 | 1 | Mod. 850 (1-2-3) ; AAS FDD (EFHI) ; Sectorizar (DG) | ABCDEFGHI | (1-2-3) | 10 | 1 | 2 | Baseband 6631 | Baseband 6651 |  | Baseband 6631 GWL-Baseband 6651 L | GWL-01 | L-01 |  | 0 | [6 empty] | INST : Mod. 850 / Sectorize AWS&1900 / AAS FDD AWS&1900 / |  | MIC BO 3YPlan 2023_3BB_6R_1A | 20 | 1xBaseband 6631, 2xBaseband 6651, 3xRadio 2219 B5, 1xRadio 4499 44B2/25 44B66A, 2xRadio AAS B25/B66, |  | 1xTwin Beam Antenna, | [25 empty] | 50 | 6 |  | 42 | [8 empty] | 2 |  |  |  |  | 0 | 14 | [66 empty] | 1xBaseband 6631, 2xBaseband 6651, 3xRadio 2219 B5, 1xRadio 4499 44B2/25 44B66A, 2xRadio AAS B25/B66, 1xTwin Beam Antenna, | EXISTING SITE 2G/3G 850/LTE 700/AWS/LTE 1900/ L:ABCDEFGHI-> INST : Mod. 850 / Sectorize AWS&1900 / AAS FDD AWS&1900 / New :(1-2-3) | 1xBaseband 6631, 2xBaseband 6651, 3xRadio 2219 B5, 1xRadio 4499 44B2/25 44B66A, 2xRadio AAS B25/B66, 1xTwin Beam Antenna, | 0 | 11
60 |  |  | Proyecto Millicom Bolivia 3YPlan 2023 | HPD | Hipodromo | In Services | -17.3874 | -66.1869 | Urban | Cochabamba | Cercado (CBBA) | Cochabamba | 40 | Selfsupported | PBC6200 | - | 0 | 0 | 3 | 0 | 0 | 3 | 0 | 0 | 6 |  | 1 BB 5216 GW-1 BB 5212 L | 3 R 2219 B5 GW | 3 | 1 BB 5216 GW | 1 | RBS 6601_SHARE | 0 R 2219 B5 GW | 0 | 0 BB 5216 GW | 0 | RBS 6601_SHARE | N/A | 0 | N/A | 0 | N/A | N/A | 0 | N/A | 0 | N/A | 3 RRUS 32 B4 | 3 | 1 BB 5212 L | 1 | RBS6601_SHARE | N/A | 0 | N/A | 0 | N/A | [5 empty] | 6 |  |  |  | 2023 | GWL |  |  | GWL-01-Exp. LTE (H) ; | 0 | 1 | 0 | 0 | 0 | 0 |  | 1 | 6 |  | 0 | 0 | 1 | 0 | 0 | 0 | 0 | 1 | Exp. LTE (H) ; | DEF | H | 2 | 1 | 0 | Baseband 6631 | N/A |  | Baseband 6631 GWL | GWL-01 | - |  | 0 | [6 empty] | INST : LTE 1900 / |  | MIC BO 3YPlan 2023_1BB_1R_1A | 18 | 1xBaseband 6631, 1xRadio 4415 B2/25, |  | 1xAntenna 4pH, | [25 empty] | 70 | 1 |  | 59 | [13 empty] | 0 | 14 | [66 empty] | 1xBaseband 6631, 1xRadio 4415 B2/25, 1xAntenna 4pH, | EXISTING SITE MIXMODE 850/AWS/ L:DEF-> INST : LTE 1900 / New :H | 1xBaseband 6631, 1xRadio 4415 B2/25, 1xAntenna 4pH, | 0 | 6 | [6 empty] | #N/A |  |  |  |  | E
61 |  | / LTE RO 2020 Capacity H1 - 1900Mhz | Proyecto Millicom Bolivia 3YPlan 2023 | HCN | Homecenter | In Services | -17.7528 | -63.175 | Urban | Santa Cruz de la Sierra | Andres Ibanez | Santa Cruz | 25 | Selfsupported | RBS6101 | - | 3 | 3 | 0 | 0 | 0 | 3 | 3 | 0 | 12 |  | 1 DUG 20 01-1 DUW 31 01-1 DUS 31 01 | 3 RRUS 01 B5 | 3 | 1 DUG 20 01 | 1 | RBS 6601_SHARE | 3 RRU 01 B5 | 3 | 1 DUW 31 01 | 1 | RBS 6601 | N/A | 0 | N/A | 0 | N/A | N/A | 0 | N/A | 0 | N/A | 3 RRUS 11 B4 | 3 | 1 DUS 31 01 | 1 | RBS6601_SHARE | 3 R 2217B2 | 3 | 0 DUS 31 01 | 0 | RBS6601_SHARE | [5 empty] | 12 |  |  |  | 2023 | GWL |  |  | GWL-01-Mod. 850 (1-2-3) ; AAS FDD (DEFGHI) ; | 3 | 0 | 0 | 0 | 0 | 3 |  | 6 | 12 |  | 0 | 0 | 0 | 0 | 0 | 0 | 0 | 0 | Mod. 850 (1-2-3) ; AAS FDD (DEFGHI) ; | DEFGHI | (1-2-3) | 26 | 1 | 2 | Baseband 6631 | Baseband 6651 |  | Baseband 6631 GWL-Baseband 6651 L | GWL-01 | L-01 |  | 0 | [6 empty] | INST : Mod. 850 / AAS FDD AWS&1900 / |  | MIC BO 3YPlan 2023_3BB_6R | 9 | 1xBaseband 6631, 2xBaseband 6651, 3xRadio 2219 B5, 3xRadio AAS B25/B66, | [27 empty] | 50 | 6 |  | 42 | [13 empty] | 0 | 14 | [66 empty] | 1xBaseband 6631, 2xBaseband 6651, 3xRadio 2219 B5, 3xRadio AAS B25/B66, | EXISTING SITE 2G/3G 850/AWS/LTE 1900/ L:DEFGHI-> INST : Mod. 850 / AAS FDD AWS&1900 / New :(1-2-3) | 1xBaseband 6631, 2xBaseband 6651, 3xRadio 2219 B5, 3xRadio AAS B25/B66, | 0 | - | [6 empty] | #N/A
62 |  |  | Proyecto Millicom Bolivia 3YPlan 2023 | JAP | Hospital Japones | In Services | -17.7728 | -63.1562 | Urban | Santa Cruz de la Sierra | Andres Ibanez | Santa Cruz | 25 | Selfsupported | RBS6101 | - | 3 | 3 | 0 | 3 | 0 | 3 | 0 | 0 | 12 |  | 1 DUG 20 01-1 DUW 31 01-1 DUW 31 01-1 BB 5212 L | 3 RRUS 01 B5 | 3 | 1 DUG 20 01 | 1 | RBS 6601_SHARE | 3 RRU 01 B5 | 3 | 1 DUW 31 01 | 1 | RBS 6601 | 3 RRUS 01 B2 W | 3 | 1 DUW 31 01 | 1 | RBS 6601 | N/A | 0 | N/A | 0 | N/A | 3 RRUS 32 B4 | 3 | 1 BB 5212 L | 1 | RBS6601_SHARE | N/A | 0 | N/A | 0 | N/A | [5 empty] | 12 | OK | Oscar |  | 2023 | GWL |  |  | GWL-01-Mod. 850 (1-2-3) ; Exp. LTE (GHI) ; | 3 | 3 | 0 | 0 | 0 | 0 |  | 6 | 12 |  | 0 | 0 | 3 | 0 | 0 | 0 | 0 | 3 | Mod. 850 (1-2-3) ; Exp. LTE (GHI) ; | DEF | GHI(1-2-3) | 10 | 1 | 0 | Baseband 6631 | N/A |  | Baseband 6631 GWL | GWL-01 | - |  | 0 | [6 empty] | INST : Mod. 850 / LTE 1900 / |  | MIC BO 3YPlan 2023_1BB_6R_3A | 20 | 1xBaseband 6631, 3xRadio 2219 B5, 3xRadio 4415 B2/25, |  | 3xAntenna 4pH, | [25 empty] | 50 | 6 |  | 42 | [11 empty] | 24 | 6 | 30 | 48 | [66 empty] | 1xBaseband 6631, 3xRadio 2219 B5, 3xRadio 4415 B2/25, 3xAntenna 4pH, | EXISTING SITE 2G/3G 850/3G 1900/AWS/ L:DEF-> INST : Mod. 850 / LTE 1900 / New :GHI(1-2-3) | 1xBaseband 6631, 3xRadio 2219 B5, 3xRadio 4415 B2/25, 3xAntenna 4pH, | 3 | - | [6 empty] | #N/A
63 |  |  | Proyecto Millicom Bolivia 3YPlan 2023 | INT | Internacional | In Services | -17.8474 | -63.1622 | Urban | Santa Cruz de la Sierra | Andres Ibanez | Santa Cruz | 40 | Selfsupported | PBC6200 | - | 3 | 3 | 0 | 0 | 3 | 3 | 2 | 0 | 14 |  | 1 DUG 20 01-1 DUW 31 01-1 BB 6630 L | 3 RRUS 12 B5 | 3 | 1 DUG 20 01 | 1 | RBS 6601_SHARE | 3 RRU 01 B5 | 3 | 1 DUW 31 01 | 1 | RBS 6601 | N/A | 0 | N/A | 0 | N/A | 3 RRUS 11 B12 | 3 | 1 BB 6630 L | 1 | RBS 6630 | 3 RRUS 11 B4 | 3 | 0 BB 6630 L | 0 | RBS6630 | 2 R 4415 B2/B25 | 2 | 0 BB 6630 L | 0 | RBS6630 | [5 empty] | 14 |  |  |  | 2023 | GWL |  |  | L-01-Mod. 850 (1-2-3) ; Exp. LTE (H) ; MIMO4 LTE (E) ; AAS FDD (DFGI) ; | 3 | 0 | 0 | 1 | 0 | 2 |  | 6 | 14 |  | 0 | 0 | 1 | 0 | 0 | 0 | 1 | 2 | Mod. 850 (1-2-3) ; Exp. LTE (H) ; MIMO4 LTE (E) ; AAS FDD (DFGI) ; | ABCDEFGI | H(1-2-3) | 5 | 0 | 2 | Keep BB 6630 | Baseband 6651 |  | Keep BB 6630 L-Baseband 6651 L | L-01 | L-01 |  | 0 | [6 empty] | INST : Mod. 850 / LTE 1900 / AAS FDD AWS&1900 / |  | MIC BO 3YPlan 2023_2BB_6R_2A | 18 | 2xBaseband 6651, 3xRadio 2219 B5, 1xRadio 4499 44B2/25 44B66A, 2xRadio AAS B25/B66, |  | 1xAntenna 4pH, 1xAntena 80010767, | [13 empty] | 2 | [5 empty] | 4 |  |  |  | 1 |  | 70 | 6 |  | 59 | [13 empty] | 0 | 14 | [66 empty] | 2xBaseband 6651, 3xRadio 2219 B5, 1xRadio 4499 44B2/25 44B66A, 2xRadio AAS B25/B66, 1xAntenna 4pH, 1xAntena 80010767, | EXISTING SITE 2G/3G 850/LTE 700/AWS/LTE 1900/ L:ABCDEFGI-> INST : Mod. 850 / LTE 1900 / AAS FDD AWS&1900 / New :H(1-2-3) | 2xBaseband 6651, 3xRadio 2219 B5, 1xRadio 4499 44B2/25 44B66A, 2xRadio AAS B25/B66, 1xAntenna 4pH, 1xAntena 80010767,
64 |  | / LTE RO 2020 Capacity H1 - 1900Mhz/High Load Cells_Only F1 | Proyecto Millicom Bolivia 3YPlan 2023 | IRC | Ironcollo | In Services | -17.3623 | -66.2844 | Urban | Quillacollo | Quillacollo | Cochabamba | 60 | Selfsupported | Enclosure 6150 | - | 0 | 0 | 3 | 0 | 3 | 3 | 3 | 0 | 12 |  | 1 BB 5216 GW-1 BB 5212 L | 3 R 2219 B5 GW | 3 | 1 BB 5216 GW | 1 | RBS 6601_SHARE | 0 R 2219 B5 GW | 0 | 0 BB 5216 GW | 0 | RBS 6601_SHARE | N/A | 0 | N/A | 0 | N/A | 3 RRUS 11 B12 | 3 | 1 BB 5212 L | 1 | RBS 6601_SHARE | 3 RRUS 32 B4 | 3 | 0 BB 5212 L | 0 | RBS 6601_SHARE | 3 R 2217B2 | 3 | 0 BB 5212 L | 0 | RBS 6601_SHARE | [5 empty] | 12 |  |  |  | 2023 | GWL |  |  | GWL-01-Mod. 850 (1-2-3) ; MIMO4 LTE (H) ; AAS FDD (DFGI) ; | 0 | 1 | 0 | 0 | 0 | 2 |  | 3 | 12 |  | 0 | 0 | 1 | 0 | 0 | 0 | 1 | 2 | Mod. 850 (1-2-3) ; MIMO4 LTE (H) ; AAS FDD (DFGI) ; | ABCDEFGHI | (1-2-3) | 1 | 1 | 2 | Baseband 6631 | Baseband 6651 |  | Baseband 6631 GWL-Baseband 6651 L | GWL-01 | L-01 |  | 0 | [6 empty] | INST : Mod. 850 / AAS FDD AWS&1900 / |  | MIC BO 3YPlan 2023_3BB_3R_2A | 1 | 1xBaseband 6631, 2xBaseband 6651, 1xRadio 4415 B2/25, 2xRadio AAS B25/B66, |  | 1xAntenna 4pH, 1xAntena 80010767, | [11 empty] | 2 | [7 empty] | 4 |  |  |  | 1 |  | 100 | 3 |  | 81 | [13 empty] | 0 | 14 | [19 empty] | NO | [46 empty] | 1xBaseband 6631, 2xBaseband 6651, 1xRadio 4415 B2/25, 2xRadio AAS B25/B66, 1xAntenna 4pH, 1xAntena 80010767, | EXISTING SITE MIXMODE 850/LTE 700/AWS/LTE 1900/ L:ABCDEFGHI-> INST : Mod. 850 / AAS FDD AWS&1900 / New :(1-2-3) | 1xBaseband 6631, 2xBaseband 6651, 1xRadio 4415 B2/25, 2xRadio AAS B25/B66, 1xAntenna 4pH, 1xAntena 80010767, | [8 empty] | #N/A
65 |  | RO 2021 - LTE Capacity H1_119 Sitios / | Proyecto Millicom Bolivia 3YPlan 2023 | IVI | Ivirgarzama | In Services | -17.03 | -64.8589 | Rural | Puerto Villarroel | Carrasco | Cochabamba | 90 | Guyed | Enclosure 6150 | - | 0 | 0 | 3 | 0 | 3 | 3 | 1 | 0 | 10 |  | 1 BB 5216 GW-1 BB 5212 L | 3 R 2219 B5 GW | 3 | 1 BB 5216 GW | 1 | RBS 6601_SHARE | 0 R 2219 B5 GW | 0 | 0 BB 5216 GW | 0 | RBS 6601_SHARE | N/A | 0 | N/A | 0 | N/A | 3 RRUS 11 B12 | 3 | 1 BB 5212 L | 1 | RBS6601_SHARE | 3 RRUS 32 B4 | 3 | 0 BB 5212 L | 0 | RBS6601_SHARE | 1 R 4415 B2/B25 | 1 | 0 BB 5212 L | 0 | RBS 6601 | [5 empty] | 10 | OK | Brian |  | 2023 | GWL |  |  | GWL-01-Mod. 850 (2) ; Exp. LTE (G) ; | 0 | 1 | 0 | 0 | 0 | 0 |  | 1 | 10 |  | 0 | 0 | 1 | 0 | 0 | 0 | 1 | 2 | Mod. 850 (2) ; Exp. LTE (G) ; | ABCDEFH | G(2) | 1 | 1 | 0 | Baseband 6631 | N/A |  | Baseband 6631 GWL | GWL-01 | - |  | 0 | [6 empty] | INST : Mod. 850 / LTE 1900 / |  | MIC BO 3YPlan 2023_1BB_1R_2A | 6 | 1xBaseband 6631, 1xRadio 4415 B2/25, |  | 1xAntenna 4pH, 1xAntena 80010767, | [13 empty] | 2 | [5 empty] | 4 |  |  |  | 1 |  | 150 | 1 |  | 115 | [13 empty] | 0 | 14 | [19 empty] | NO | [46 empty] | 1xBaseband 6631, 1xRadio 4415 B2/25, 1xAntenna 4pH, 1xAntena 80010767, | EXISTING SITE MIXMODE 850/LTE 700/AWS/LTE 1900/ L:ABCDEFH-> INST : Mod. 850 / LTE 1900 / New :G(2) | 1xBaseband 6631, 1xRadio 4415 B2/25, 1xAntenna 4pH, 1xAntena 80010767, | [8 empty] | #N/A
66 |  | / LTE RO 2019 Capacity H1 | Proyecto Millicom Bolivia 3YPlan 2023 | K12 | Km 12 La Guardia | In Services | -17.8634 | -63.2678 | Urban | La Guardia | Andres Ibanez | Santa Cruz | 40 | Selfsupported | RBS6101 | - | 3 | 3 | 0 | 3 | 0 | 2 | 1 | 0 | 12 |  | 1 BB 6630 GW-1 BB 6630 L | 3 RRUS 01 B5 | 3 | 1 BB 6630 GW | 1 | RBS 6630 | 3 RRUS 01 B5 | 3 | 0 BB 6630 GW | 0 | RBS6630 | 3 RRUS 01 B2 W | 3 | 0 Baseband 6630 (WL) | 0 | RBS6630 | N/A | 0 | N/A | 0 | N/A | 2 Radio 4415 B66A | 2 | 1 BB 6630 L | 1 | RBS6630 | 1 R 4415 B2/B25 | 1 | 0 BB 6630 L | 0 | RBS6630 | [5 empty] | 12 |  |  |  | 2023 | GWL |  |  | L-01-Mod. 850 (1-2) ; Exp. LTE (G) ; Sectorizar (EH) | 2 | 1 | 0 | 0 | 0 | 0 |  | 3 | 12 |  | 0 | 0 | 1 | 0 | 0 | 1 | 0 | 2 | Mod. 850 (1-2) ; Exp. LTE (G) ; Sectorizar (EH) | DEH | G(1-2) | 1 | 0 | 0 | Keep BB 6630 | N/A |  | Keep BB 6630 L | L-01 | - |  | 0 | [6 empty] | INST : Mod. 850 / LTE 1900 / Sectorize AWS&1900 / |  | MIC BO 3YPlan 2023_3R_2A | 5 | 2xRadio 2219 B5, 1xRadio 4415 B2/25, |  | 1xAntenna 4pH, 1xTwin Beam Antenna, | [25 empty] | 70 | 3 |  | 59 | [13 empty] | 0 | 14 | [66 empty] | 2xRadio 2219 B5, 1xRadio 4415 B2/25, 1xAntenna 4pH, 1xTwin Beam Antenna, | EXISTING SITE 2G/3G 850/3G 1900/AWS/LTE 1900/ L:DEH-> INST : Mod. 850 / LTE 1900 / Sectorize AWS&1900 / New :G(1-2) | 2xRadio 2219 B5, 1xRadio 4415 B2/25, 1xAntenna 4pH, 1xTwin Beam Antenna,
67 |  | RO 2021 - LTE Capacity H2-P1 / RO 2021 - LTE Capacity H1_119 Sitios / LTE RO 2020 Capacity H1 - 1900Mhz | Proyecto Millicom Bolivia 3YPlan 2023 | CUR | La Curva | In Services | -17.8263 | -63.1382 | Urban | Santa Cruz de la Sierra | Andres Ibanez | Santa Cruz | 40 | Selfsupported | PBC6200 | - | 3 | 3 | 0 | 0 | 3 | 3 | 3 | 0 | 15 |  | 1 DUG 20 01-1 DUW 31 01-1 DUS 31 02 | 3 RRU 12 B5 | 3 | 1 DUG 20 01 | 1 | RBS 6601_SHARE | 3 RRU 01 B5 | 3 | 1 DUW 31 01 | 1 | RBS6601_SHARE | N/A | 0 | N/A | 0 | N/A | 3 R 4478 B12A | 3 | 1 DUS 31 02 | 1 | RBS 6601 | 3 RRU 11 B4 | 3 | 0 DUS 31 02 | 0 | RBS 6601 | 3 R 2217B2 | 3 | 0 DUS 31 02 | 0 | RBS 6601 | [5 empty] | 15 |  |  |  | 2023 | GWL |  |  | GWL-01-Mod. 850 (1-2-3) ; AAS FDD (DG) ; Sectorizar (EFHI) | 3 | 0 | 0 | 2 | 0 | 1 |  | 6 | 15 |  | 0 | 0 | 0 | 0 | 0 | 2 | 0 | 2 | Mod. 850 (1-2-3) ; AAS FDD (DG) ; Sectorizar (EFHI) | ABCDEFGHI | (1-2-3) | 9 | 1 | 1 | Baseband 6631 | Baseband 6651 |  | Baseband 6631 GWL-Baseband 6651 L | GWL-01 | L-01 |  | 0 | [6 empty] | INST : Mod. 850 / Sectorize AWS&1900 / AAS FDD AWS&1900 / |  | MIC BO 3YPlan 2023_2BB_6R_2A | 18 | 1xBaseband 6631, 1xBaseband 6651, 3xRadio 2219 B5, 2xRadio 4499 44B2/25 44B66A, 1xRadio AAS B25/B66, |  | 2xTwin Beam Antenna, | [25 empty] | 70 | 6 |  | 59 | [13 empty] | 0 | 14 | [66 empty] | 1xBaseband 6631, 1xBaseband 6651, 3xRadio 2219 B5, 2xRadio 4499 44B2/25 44B66A, 1xRadio AAS B25/B66, 2xTwin Beam Antenna, | EXISTING SITE 2G/3G 850/LTE 700/AWS/LTE 1900/ L:ABCDEFGHI-> INST : Mod. 850 / Sectorize AWS&1900 / AAS FDD AWS&1900 / New :(1-2-3) | 1xBaseband 6631, 1xBaseband 6651, 3xRadio 2219 B5, 2xRadio 4499 44B2/25 44B66A, 1xRadio AAS B25/B66, 2xTwin Beam Antenna, | [8 empty] | OK
68 |  | / LTE RO 2020 Capacity H1 - AWS | Proyecto Millicom Bolivia 3YPlan 2023 | MCD | La Merced | In Services | -17.7878 | -63.1942 | Urban | Santa Cruz de la Sierra | Andres Ibanez | Santa Cruz | 6 | Monopolo | PU6210 | - | 3 | 3 | 0 | 3 | 0 | 3 | 0 | 0 | 12 |  | 1 BB 6630 GL-1 DUW 31 01-1 DUW 31 01 | 3 RRUS 12 B5 | 3 | 1 BB 6630 GL | 1 | RBS 6630 | 3 RRU 01 B5 | 3 | 1 DUW 31 01 | 1 | RBS 6601 | 3 RRUS 01 B2 W | 3 | 1 DUW 31 01 | 1 | RBS 6601 | N/A | 0 | N/A | 0 | N/A | 3 R4415 B66A | 3 | 0 BB 6630 GL | 0 | RBS 6630 | N/A | 0 | N/A | 0 | N/A | [5 empty] | 12 |  |  |  | 2023 | GWL |  |  | GL-01-Mod. 850 (2-3) ; Exp. LTE (GHI) ; | 2 | 3 | 0 | 0 | 0 | 0 |  | 5 | 12 |  | 0 | 0 | 3 | 0 | 0 | 0 | 1 | 4 | Mod. 850 (2-3) ; Exp. LTE (GHI) ; | DEF | GHI(2-3) | 5 | 0 | 0 | Keep BB 6630 | N/A |  | Keep BB 6630 GL | GL-01 | - |  | 0 | [6 empty] | INST : Mod. 850 / LTE 1900 / |  | MIC BO 3YPlan 2023_5R_4A | 4 | 2xRadio 2219 B5, 3xRadio 4415 B2/25, |  | 3xAntenna 4pH, 1xAntena 80010767, | [11 empty] | 2 | [7 empty] | 4 |  |  |  | 1 |  | 30 | 5 |  | 21 | [13 empty] | 0 | 14 | [66 empty] | 2xRadio 2219 B5, 3xRadio 4415 B2/25, 3xAntenna 4pH, 1xAntena 80010767, | EXISTING SITE 2G/3G 850/3G 1900/AWS/ L:DEF-> INST : Mod. 850 / LTE 1900 / New :GHI(2-3) | 2xRadio 2219 B5, 3xRadio 4415 B2/25, 3xAntenna 4pH, 1xAntena 80010767,
69 |  | / LTE RO 2020 Capacity H1 - 1900Mhz | Proyecto Millicom Bolivia 3YPlan 2023 | SAL | La Salle | In Services | -17.7724 | -63.1877 | Urban | Santa Cruz de la Sierra | Andres Ibanez | Santa Cruz | 3 | Mástil | PBC6200 | - | 3 | 3 | 0 | 0 | 3 | 3 | 3 | 0 | 15 |  | 1 DUG 20 01-1 DUW 31 01-1 DUS 31 02 | 3 RRU 12 B5 | 3 | 1 DUG 20 01 | 1 | RBS 6601_SHARE | 3 RRU 01 B5 | 3 | 1 DUW 31 01 | 1 | RBS6601 | N/A | 0 | N/A | 0 | N/A | 3 RRUS 11 B12 | 3 | 1 DUS 31 02 | 1 | RBS6601_SHARE | 3 RRU 11 B4 | 3 | 0 DUS 31 02 | 0 | RBS6601_SHARE | 3 R 2217B2 | 3 | 0 DUS 31 02 | 0 | RBS6601_SHARE | [5 empty] | 15 | TYPESITE |  |  | 2023 | GWL |  |  | GWL-01-Mod. 850 (1-2-3) ; AAS FDD (FI) ; Sectorizar (DEGH) | 3 | 0 | 0 | 2 | 0 | 1 |  | 6 | 15 |  | 0 | 0 | 0 | 0 | 0 | 2 | 0 | 2 | Mod. 850 (1-2-3) ; AAS FDD (FI) ; Sectorizar (DEGH) | ABCDEFGHI | (1-2-3) | 6 | 1 | 1 | Baseband 6631 | Baseband 6651 |  | Baseband 6631 GWL-Baseband 6651 L | GWL-01 | L-01 |  | 0 | [6 empty] | INST : Mod. 850 / Sectorize AWS&1900 / AAS FDD AWS&1900 / |  | MIC BO 3YPlan 2023_2BB_6R_2A | 18 | 1xBaseband 6631, 1xBaseband 6651, 3xRadio 2219 B5, 2xRadio 4499 44B2/25 44B66A, 1xRadio AAS B25/B66, |  | 2xTwin Beam Antenna, | [25 empty] | 30 | 6 |  | 17 | [13 empty] | 0 | 14 | [66 empty] | 1xBaseband 6631, 1xBaseband 6651, 3xRadio 2219 B5, 2xRadio 4499 44B2/25 44B66A, 1xRadio AAS B25/B66, 2xTwin Beam Antenna, | EXISTING SITE 2G/3G 850/LTE 700/AWS/LTE 1900/ L:ABCDEFGHI-> INST : Mod. 850 / Sectorize AWS&1900 / AAS FDD AWS&1900 / New :(1-2-3) | 1xBaseband 6631, 1xBaseband 6651, 3xRadio 2219 B5, 2xRadio 4499 44B2/25 44B66A, 1xRadio AAS B25/B66, 2xTwin Beam Antenna, | [8 empty] | #N/A
70 |  | RO 2021 - LTE Capacity H2-P1 | Proyecto Millicom Bolivia 3YPlan 2023 | LCM | Lacma | In Services | -17.4353 | -66.1663 | Urban | Cochabamba | Cercado (CBBA) | Cochabamba | 25 | Selfsupported | Enclosure 6150 | - | 0 | 0 | 3 | 0 | 3 | 2 | 0 | 0 | 8 |  | 1 BB 5216 GWL | 3 R 2219 B5 GW | 3 | 1 BB 5216 GWL | 1 | RBS 6601 | 0 R 2219 B5 GW | 0 | 0 BB 5216 GWL | 0 | RBS 6601 | N/A | 0 | N/A | 0 | N/A | 3 RRUS 11 B12 | 3 | 0 BB 5216 GWL | 0 | RBS 6601 | 2 RRUS 32 B4 | 2 | 0 BB 5216 GWL | 0 | RBS 6601 | N/A | 0 | N/A | 0 | N/A | [5 empty] | 8 |  |  |  | 2023 | GWL |  |  | GWL-01-Mod. 850 (1) ; Exp. LTE (FGH) ; | 0 | 2 | 1 | 0 | 0 | 0 |  | 3 | 8 |  | 0 | 0 | 3 | 0 | 0 | 0 | 3 | 6 | Mod. 850 (1) ; Exp. LTE (FGH) ; | ABCDE | FGH(1) | 1 | 1 | 0 | Baseband 6631 | N/A |  | Baseband 6631 GWL | GWL-01 | - |  | 0 | [6 empty] | INST : Mod. 850 / LTE 1900 / LTE AWS / |  | MIC BO 3YPlan 2023_1BB_3R_6A | 4 | 1xBaseband 6631, 2xRadio 4415 B2/25, 1xRadio 4415 B66A, |  | 3xAntenna 4pH, 3xAntena 80010767, | [11 empty] | 6 | [7 empty] | 12 |  |  |  | 3 |  | 50 | 3 |  | 42 | [13 empty] | 0 | 14 | [19 empty] | SI | [46 empty] | 1xBaseband 6631, 2xRadio 4415 B2/25, 1xRadio 4415 B66A, 3xAntenna 4pH, 3xAntena 80010767, | EXISTING SITE MIXMODE 850/LTE 700/AWS/ L:ABCDE-> INST : Mod. 850 / LTE 1900 / LTE AWS / New :FGH(1) | 1xBaseband 6631, 2xRadio 4415 B2/25, 1xRadio 4415 B66A, 3xAntenna 4pH, 3xAntena 80010767,
71 |  |  | Proyecto Millicom Bolivia 3YPlan 2023 | CUA | Las Cuadras | In Services | -17.3966 | -66.1416 | Urban | Cochabamba | Cercado (CBBA) | Cochabamba | 6 | Monopolo | Enclosure 6150 | - | 0 | 0 | 3 | 0 | 3 | 3 | 0 | 0 | 9 |  | 1 BB 5216 GW-1 BB 5212 L | 3 R 2219 B5 GW | 3 | 1 BB 5216 GW | 1 | RBS 6601_SHARE | 0 R 2219 B5 GW | 0 | 0 BB 5216 GW | 0 | RBS 6601_SHARE | N/A | 0 | N/A | 0 | N/A | 3 RRUS 11 B12 | 3 | 1 BB 5212 L | 1 | RBS 6601_SHARE | 3 RRUS 32 B4 | 3 | 0 BB 5212 L | 0 | RBS 6601_SHARE | N/A | 0 | N/A | 0 | N/A | [5 empty] | 9 | OK | Brian |  | 2023 | GWL |  |  | GWL-01-Exp. LTE (GI) ; | 0 | 2 | 0 | 0 | 0 | 0 |  | 2 | 9 |  | 0 | 0 | 2 | 0 | 0 | 0 | 0 | 2 | Exp. LTE (GI) ; | ABCDEF | GI | 4 | 1 | 0 | Baseband 6631 | N/A |  | Baseband 6631 GWL | GWL-01 | - |  | 0 | [6 empty] | INST : LTE 1900 / |  | MIC BO 3YPlan 2023_1BB_2R_2A | 28 | 1xBaseband 6631, 2xRadio 4415 B2/25, |  | 2xAntenna 4pH, | [25 empty] | 30 | 2 |  | 21 | [13 empty] | 0 | 14 | [19 empty] | NO | [46 empty] | 1xBaseband 6631, 2xRadio 4415 B2/25, 2xAntenna 4pH, | EXISTING SITE MIXMODE 850/LTE 700/AWS/ L:ABCDEF-> INST : LTE 1900 / New :GI | 1xBaseband 6631, 2xRadio 4415 B2/25, 2xAntenna 4pH, | [8 empty] | #N/A
72 |  |  | Proyecto Millicom Bolivia 3YPlan 2023 | LSJ | Lomas de San Juan | In Services | -21.5251 | -64.7378 | Urban | Tarija | Cercado (TJ) | Tarija | 12 | Monopolo | PBC6200 | - | 3 | 3 | 0 | 3 | 0 | 3 | 1 | 0 | 13 |  | 1 DUG 20 01-1 DUW 3101-1 DUW 41 01-1 DUS 31 01 | 3 RRU 12 B5 | 3 | 1 DUG 20 01 | 1 | RBS6601_SHARE | 3 RRU 01 B5 | 3 | 1 DUW 3101 | 1 | RBS6601 | 3 RRU 01 B2 | 3 | 1 DUW 41 01 | 1 | RBS6601 | N/A | 0 | N/A | 0 | N/A | 1 RRU 11 B4 2 RRU 32 B4 | 3 | 1 DUS 31 01 | 1 | RBS 6101_SHARE | 1 R 4415 B2/B25 | 1 | 0 DUS 31 02 | 0 | RBS6601_SHARE | [5 empty] | 13 |  |  |  | 2023 | GWL |  |  | GWL-01-Mod. 850 (1-2-3) ; Exp. LTE (AHI) ; MIMO4 LTE (D) ; | 3 | 1 | 0 | 1 | 1 | 0 |  | 6 | 13 |  | 0 | 0 | 2 | 0 | 1 | 0 | 0 | 3 | Mod. 850 (1-2-3) ; Exp. LTE (AHI) ; MIMO4 LTE (D) ; | DEFG | AHI(1-2-3) | 1 | 1 | 0 | Baseband 6631 | N/A |  | Baseband 6631 GWL | GWL-01 | - |  | 0 | [6 empty] | INST : Mod. 850 / LTE 700 / LTE 1900 / |  | MIC BO 3YPlan 2023_1BB_6R_3A | 20 | 1xBaseband 6631, 3xRadio 2219 B5, 1xRadio 4415 B2/25, 1xRadio 4499 44B2/25 44B66A, 1xRadio 4478 B12A, |  | 2xAntenna 4pH, 1xAntenna 4pL4pH , | [25 empty] | 30 | 6 |  | 27 | [13 empty] | 0 | 14 | [66 empty] | 1xBaseband 6631, 3xRadio 2219 B5, 1xRadio 4415 B2/25, 1xRadio 4499 44B2/25 44B66A, 1xRadio 4478 B12A, 2xAntenna 4pH, 1xAntenna 4pL4pH , | EXISTING SITE 2G/3G 850/3G 1900/AWS/LTE 1900/ L:DEFG-> INST : Mod. 850 / LTE 700 / LTE 1900 / New :AHI(1-2-3) | 1xBaseband 6631, 3xRadio 2219 B5, 1xRadio 4415 B2/25, 1xRadio 4499 44B2/25 44B66A, 1xRadio 4478 B12A, 2xAntenna 4pH, 1xAntenna 4pL4pH , | [8 empty] | #N/A
73 |  |  | Proyecto Millicom Bolivia 3YPlan 2023 | LCH | Los Chacos | In Services | -17.7415 | -63.111 | Urban | Santa Cruz de la Sierra | Andres Ibanez | Santa Cruz | 60 | Selfsupported | PBC6200 | - | 3 | 3 | 0 | 3 | 0 | 3 | 0 | 0 | 12 |  | 1 DUG 20 01-1 DUW 31 01-1 DUW 31 01-1 DUS 31 02 | 3 RRU 12 B5 | 3 | 1 DUG 20 01 | 1 | RBS 6601_SHARE | 3 RRU 01 B5 | 3 | 1 DUW 31 01 | 1 | RBS6601_SHARE | 3 RRUS 01 B2 W | 3 | 1 DUW 31 01 | 1 | RBS6601_SHARE | N/A | 0 | N/A | 0 | N/A | 3 RRUS 32 B4 | 3 | 1 DUS 31 02 | 1 | RBS6601_SHARE | N/A | 0 | N/A | 0 | N/A | [5 empty] | 12 |  |  |  | 2023 | GWL |  |  | GWL-01-Mod. 850 (1-2-3) ; Exp. LTE (GHI) ; | 3 | 3 | 0 | 0 | 0 | 0 |  | 6 | 12 |  | 0 | 0 | 3 | 0 | 0 | 0 | 0 | 3 | Mod. 850 (1-2-3) ; Exp. LTE (GHI) ; | DEF | GHI(1-2-3) | 10 | 1 | 0 | Baseband 6631 | N/A |  | Baseband 6631 GWL | GWL-01 | - |  | 0 | [6 empty] | INST : Mod. 850 / LTE 1900 / |  | MIC BO 3YPlan 2023_1BB_6R_3A | 20 | 1xBaseband 6631, 3xRadio 2219 B5, 3xRadio 4415 B2/25, |  | 3xAntenna 4pH, | [25 empty] | 100 | 6 |  | 81 | [13 empty] | 0 | 14 | [66 empty] | 1xBaseband 6631, 3xRadio 2219 B5, 3xRadio 4415 B2/25, 3xAntenna 4pH, | EXISTING SITE 2G/3G 850/3G 1900/AWS/ L:DEF-> INST : Mod. 850 / LTE 1900 / New :GHI(1-2-3) | 1xBaseband 6631, 3xRadio 2219 B5, 3xRadio 4415 B2/25, 3xAntenna 4pH,
74 |  | / LTE RO 2020 Capacity H1 - 1900Mhz/High Load Cells_Only F1 | Proyecto Millicom Bolivia 3YPlan 2023 | CUS | Los Cusis | In Services | -17.7286 | -63.0799 | Urban | Santa Cruz de la Sierra | Andres Ibanez | Santa Cruz | 70 | Selfsupported | PBC6200 | - | 3 | 3 | 0 | 0 | 3 | 3 | 3 | 0 | 15 |  | 1 DUG 20 01-1 DUW 41 01-1 DUS 31 01 | 3 RRUS 12 B5 | 3 | 1 DUG 20 01 | 1 | RBS 6601 | 3 RRUS 01 B5 | 3 | 1 DUW 41 01 | 1 | RBS 6601 | N/A | 0 | N/A | 0 | N/A | 3 RRUS 11 B12 | 3 | 1 DUS 31 01 | 1 | RBS 6601_SHARE | 3 RRUS 32 B4 | 3 | 0 DUS 31 01 | 0 | RBS6601_SHARE | 3 R 2217B2 | 3 | 0 DUS 31 01 | 0 | RBS6601_SHARE | [5 empty] | 15 |  |  |  | 2023 | GWL |  |  | GWL-01-Mod. 850 (1-2-3) ; AAS FDD (EH) ; Sectorizar (DFGI) | 3 | 2 | 0 | 0 | 0 | 1 |  | 6 | 15 |  | 0 | 0 | 0 | 0 | 0 | 2 | 0 | 2 | Mod. 850 (1-2-3) ; AAS FDD (EH) ; Sectorizar (DFGI) | ABCDEFGHI | (1-2-3) | 9 | 1 | 1 | Baseband 6631 | Baseband 6651 |  | Baseband 6631 GWL-Baseband 6651 L | GWL-01 | L-01 |  | 0 | [6 empty] | INST : Mod. 850 / Sectorize AWS&1900 / AAS FDD AWS&1900 / |  | MIC BO 3YPlan 2023_2BB_6R_2A | 18 | 1xBaseband 6631, 1xBaseband 6651, 3xRadio 2219 B5, 2xRadio 4415 B2/25, 1xRadio AAS B25/B66, |  | 2xTwin Beam Antenna, | [25 empty] | 100 | 6 |  | 92 | [13 empty] | 0 | 14 | [66 empty] | 1xBaseband 6631, 1xBaseband 6651, 3xRadio 2219 B5, 2xRadio 4415 B2/25, 1xRadio AAS B25/B66, 2xTwin Beam Antenna, | EXISTING SITE 2G/3G 850/LTE 700/AWS/LTE 1900/ L:ABCDEFGHI-> INST : Mod. 850 / Sectorize AWS&1900 / AAS FDD AWS&1900 / New :(1-2-3) | 1xBaseband 6631, 1xBaseband 6651, 3xRadio 2219 B5, 2xRadio 4415 B2/25, 1xRadio AAS B25/B66, 2xTwin Beam Antenna, | [8 empty] | #N/A
75 |  | RO 2021 - LTE Capacity H2/0 | Proyecto Millicom Bolivia 3YPlan 2023 | MGT | Magisterio | In Services | -17.7863 | -63.1322 | Urban | Santa Cruz de la Sierra | Andres Ibanez | Santa Cruz | 40 | Selfsupported | PBC6200 | - | 3 | 3 | 0 | 0 | 0 | 3 | 2 | 0 | 11 |  | 1 DUG 20 01-1 DUW 31 01-1 BB 6630 L | 3 RRUS 12 B5 | 3 | 1 DUG 20 01 | 1 | RBS6601_SHARE | 3 RRUS 01 B5 | 3 | 1 DUW 31 01 | 1 | RBS6601 | N/A | 0 | N/A | 0 | N/A | N/A | 0 | N/A | 0 | N/A | 3 RRUS 32 B4 | 3 | 1 BB 6630 L | 1 | RBS 6630 | 2 R 4415 B2/B25 | 2 | 0 BB 6630 L | 0 | RBS 6630 | [5 empty] | 11 | OK | Oscar |  | 2023 | GWL |  |  | L-01-Mod. 850 (1-2-3) ; Exp. LTE (AI) ; Sectorizar (DEGH) | 3 | 1 | 0 | 0 | 1 | 0 |  | 5 | 11 |  | 1 | 0 | 1 | 0 | 0 | 2 | 0 | 4 | Mod. 850 (1-2-3) ; Exp. LTE (AI) ; Sectorizar (DEGH) | DEFGH | AI(1-2-3) | 1 | 0 | 0 | Keep BB 6630 | N/A |  | Keep BB 6630 L | L-01 | - |  | 0 | [6 empty] | INST : Mod. 850 / LTE 700 / LTE 1900 / Sectorize AWS&1900 / |  | MIC BO 3YPlan 2023_5R_4A | 4 | 3xRadio 2219 B5, 1xRadio 4415 B2/25, 1xRadio 4478 B12A, |  | 1xAntenna 2pL, 1xAntenna 4pH, 2xTwin Beam Antenna, | [25 empty] | 70 | 5 |  | 59 | [11 empty] | 40 | 7 | 47 | 67 | [51 empty] | SI | 3 | 40 | ABC | 1 | 32 | BC | [8 empty] | 3xRadio 2219 B5, 1xRadio 4415 B2/25, 1xRadio 4478 B12A, 1xAntenna 2pL, 1xAntenna 4pH, 2xTwin Beam Antenna, | EXISTING SITE 2G/3G 850/AWS/LTE 1900/ L:DEFGH-> INST : Mod. 850 / LTE 700 / LTE 1900 / Sectorize AWS&1900 / New :AI(1-2-3) | 3xRadio 2219 B5, 1xRadio 4415 B2/25, 1xRadio 4478 B12A, 1xAntenna 2pL, 1xAntenna 4pH, 2xTwin Beam Antenna, | [8 empty] | #N/A
76 |  |  | Proyecto Millicom Bolivia 3YPlan 2023 | MPR | Melchor Perez | In Services | -17.3715 | -66.1752 | Urban | Cochabamba | Cercado (CBBA) | Cochabamba | 6 | Monopolo | Enclosure 6150 | - | 0 | 0 | 3 | 0 | 0 | 1 | 0 | 0 | 4 |  | 1 BB 5216 GWL | 3 R 2219 B5 GW | 3 | 1 BB 5216 GWL | 1 | RBS 6601 | 0 R 2219 B5 GW | 0 | 0 BB 5216 GWL | 0 | RBS 6601 | N/A | 0 | N/A | 0 | N/A | N/A | 0 | N/A | 0 | N/A | 1 R 4415 B66A | 1 | 0 BB 5216 GWL | 0 | RBS 6601 | N/A | 0 | N/A | 0 | N/A | [5 empty] | 4 |  |  |  | 2023 | GWL |  |  | GWL-01-Exp. LTE (I) ; | 0 | 1 | 0 | 0 | 0 | 0 |  | 1 | 4 |  | 0 | 0 | 1 | 0 | 0 | 0 | 0 | 1 | Exp. LTE (I) ; | F | I | 2 | 1 | 0 | Baseband 6631 | N/A |  | Baseband 6631 GWL | GWL-01 | - |  | 0 | [6 empty] | INST : LTE 1900 / |  | MIC BO 3YPlan 2023_1BB_1R_1A | 18 | 1xBaseband 6631, 1xRadio 4415 B2/25, |  | 1xAntenna 4pH, | [25 empty] | 30 | 1 |  | 21 | [13 empty] | 0 | 14 | [19 empty] | NO | [46 empty] | 1xBaseband 6631, 1xRadio 4415 B2/25, 1xAntenna 4pH, | EXISTING SITE MIXMODE 850/AWS/ L:F-> INST : LTE 1900 / New :I | 1xBaseband 6631, 1xRadio 4415 B2/25, 1xAntenna 4pH, | [8 empty] | #N/A
77 |  | / LTE RO 2020 Capacity H1 - 1900Mhz | Proyecto Millicom Bolivia 3YPlan 2023 | MIN | Mineros | In Services | -17.1209 | -63.2288 | Rural | Mineros | Obispo Santisteban | Santa Cruz | 60 | Guyed | PBC6200 | - | 3 | 3 | 0 | 0 | 3 | 3 | 3 | 0 | 15 |  | 1 DUG 20 01-1 DUW 41 01-1 DUS 31 01 | 3 RRUS 12 B5 | 3 | 1 DUG 20 01 | 1 | RBS 6601_SHARE | 3 RRUS 01 B5 | 3 | 1 DUW 41 01 | 1 | RBS 6601 | N/A | 0 | N/A | 0 | N/A | 3 RRUS 11 B12 | 3 | 1 DUS 31 01 | 1 | RBS 6601_SHARE | 3 RRUS 11 B4 | 3 | 0 DUS 31 01 | 0 | RBS6601_SHARE | 3 R 2217B2 | 3 | 0 DUS 31 01 | 0 | RBS6601_SHARE | [5 empty] | 15 |  |  |  | 2023 | GWL |  |  | GWL-01-Mod. 850 (1-2-3) ; AAS FDD (DG) ; Sectorizar (EFHI) | 3 | 0 | 0 | 2 | 0 | 1 |  | 6 | 15 |  | 0 | 0 | 0 | 0 | 0 | 2 | 0 | 2 | Mod. 850 (1-2-3) ; AAS FDD (DG) ; Sectorizar (EFHI) | ABCDEFGHI | (1-2-3) | 9 | 1 | 1 | Baseband 6631 | Baseband 6651 |  | Baseband 6631 GWL-Baseband 6651 L | GWL-01 | L-01 |  | 0 | [6 empty] | INST : Mod. 850 / Sectorize AWS&1900 / AAS FDD AWS&1900 / |  | MIC BO 3YPlan 2023_2BB_6R_2A | 18 | 1xBaseband 6631, 1xBaseband 6651, 3xRadio 2219 B5, 2xRadio 4499 44B2/25 44B66A, 1xRadio AAS B25/B66, |  | 2xTwin Beam Antenna, | [25 empty] | 100 | 6 |  | 81 | [13 empty] | 0 | 14 | [66 empty] | 1xBaseband 6631, 1xBaseband 6651, 3xRadio 2219 B5, 2xRadio 4499 44B2/25 44B66A, 1xRadio AAS B25/B66, 2xTwin Beam Antenna, | EXISTING SITE 2G/3G 850/LTE 700/AWS/LTE 1900/ L:ABCDEFGHI-> INST : Mod. 850 / Sectorize AWS&1900 / AAS FDD AWS&1900 / New :(1-2-3) | 1xBaseband 6631, 1xBaseband 6651, 3xRadio 2219 B5, 2xRadio 4499 44B2/25 44B66A, 1xRadio AAS B25/B66, 2xTwin Beam Antenna, | [8 empty] | #N/A
78 |  | / Refarming 1900 2019 | Proyecto Millicom Bolivia 3YPlan 2023 | MON3 | Montero III | In Services | -17.3455 | -63.2497 | Urban | Montero | Obispo Santisteban | Santa Cruz | 40 | Selfsupported | RBS6101 | - | 3 | 3 | 0 | 0 | 3 | 3 | 3 | 0 | 15 |  | 1 DUG 20 01-1 DUW 31 01-1 DUS 31 02 | 3 RRU 01 B5 | 3 | 1 DUG 20 01 | 1 | RBS 6601_SHARE | 3 RRU 01 B5 | 3 | 1 DUW 31 01 | 1 | RBS6601 | N/A | 0 | N/A | 0 | N/A | 3 RRUS 11 B12 | 3 | 1 DUS 31 02 | 1 | RBS6601_SHARE | 3 RRU 11 B4 | 3 | 0 DUS 31 02 | 0 | RBS6601_SHARE | 3 R 2217B2 | 3 | 0 DUS 31 02 | 0 | RBS6601_SHARE | [5 empty] | 15 |  |  |  | 2023 | GWL |  |  | GWL-01-Mod. 850 (1-2-3) ; AAS FDD (DFGI) ; Sectorizar (EH) | 3 | 0 | 0 | 1 | 0 | 2 |  | 6 | 15 |  | 0 | 0 | 0 | 0 | 0 | 1 | 0 | 1 | Mod. 850 (1-2-3) ; AAS FDD (DFGI) ; Sectorizar (EH) | ABCDEFGHI | (1-2-3) | 16 | 1 | 2 | Baseband 6631 | Baseband 6651 |  | Baseband 6631 GWL-Baseband 6651 L | GWL-01 | L-01 |  | 0 | [6 empty] | INST : Mod. 850 / Sectorize AWS&1900 / AAS FDD AWS&1900 / |  | MIC BO 3YPlan 2023_3BB_6R_1A | 20 | 1xBaseband 6631, 2xBaseband 6651, 3xRadio 2219 B5, 1xRadio 4499 44B2/25 44B66A, 2xRadio AAS B25/B66, |  | 1xTwin Beam Antenna, | [25 empty] | 70 | 6 |  | 59 | [13 empty] | 0 | 14 | [66 empty] | 1xBaseband 6631, 2xBaseband 6651, 3xRadio 2219 B5, 1xRadio 4499 44B2/25 44B66A, 2xRadio AAS B25/B66, 1xTwin Beam Antenna, | EXISTING SITE 2G/3G 850/LTE 700/AWS/LTE 1900/ L:ABCDEFGHI-> INST : Mod. 850 / Sectorize AWS&1900 / AAS FDD AWS&1900 / New :(1-2-3) | 1xBaseband 6631, 2xBaseband 6651, 3xRadio 2219 B5, 1xRadio 4499 44B2/25 44B66A, 2xRadio AAS B25/B66, 1xTwin Beam Antenna, | [8 empty] | #N/A
79 |  | RO 2021 - LTE Capacity H1_119 Sitios / | Proyecto Millicom Bolivia 3YPlan 2023 | MTR | Monterrey | In Services | -17.8321 | -63.2137 | Urban | Santa Cruz de la Sierra | Andres Ibanez | Santa Cruz | 40 | Selfsupported | PBC6200 | - | 3 | 3 | 0 | 0 | 0 | 3 | 1 | 0 | 10 |  | 1 DUG 20 01-1 DUW 31 01-1 DUS 31 02 | 3 RRUS 12 B5 G | 3 | 1 DUG 20 01 | 1 | RBS6601 | 3 RRUS 01 B5 W | 3 | 1 DUW 31 01 | 1 | RBS6601 | N/A | 0 | N/A | 0 | N/A | N/A | 0 | N/A | 0 | N/A | 3 RRUS 11 B4 | 3 | 1 DUS 31 02 | 1 | RBS6601 | 1 R 4415 B2/B25 | 1 | 0 DUS 3102 | 0 | RBS 6601 | [5 empty] | 10 |  |  |  | 2023 | GWL |  |  | GWL-01-Mod. 850 (2) ; Exp. LTE (GI) ; MIMO4 LTE (DF) ; Sectorizar (EH) | 1 | 0 | 1 | 2 | 0 | 0 |  | 4 | 10 |  | 0 | 0 | 2 | 0 | 0 | 1 | 2 | 5 | Mod. 850 (2) ; Exp. LTE (GI) ; MIMO4 LTE (DF) ; Sectorizar (EH) | DEFH | GI(2) | 2 | 1 | 0 | Baseband 6631 | N/A |  | Baseband 6631 GWL | GWL-01 | - |  | 0 | [6 empty] | INST : Mod. 850 / LTE 1900 / Sectorize AWS&1900 / |  | MIC BO 3YPlan 2023_1BB_4R_5A | 5 | 1xBaseband 6631, 1xRadio 2219 B5, 1xRadio 4415 B66A, 2xRadio 4499 44B2/25 44B66A, |  | 2xAntenna 4pH, 1xTwin Beam Antenna, 2xAntena 80010767, | [11 empty] | 4 | [7 empty] | 8 |  |  |  | 2 |  | 70 | 4 |  | 59 | [13 empty] | 0 | 14 | [66 empty] | 1xBaseband 6631, 1xRadio 2219 B5, 1xRadio 4415 B66A, 2xRadio 4499 44B2/25 44B66A, 2xAntenna 4pH, 1xTwin Beam Antenna, 2xAntena 80010767, | EXISTING SITE 2G/3G 850/AWS/LTE 1900/ L:DEFH-> INST : Mod. 850 / LTE 1900 / Sectorize AWS&1900 / New :GI(2) | 1xBaseband 6631, 1xRadio 2219 B5, 1xRadio 4415 B66A, 2xRadio 4499 44B2/25 44B66A, 2xAntenna 4pH, 1xTwin Beam Antenna, 2xAntena 80010767,
80 |  | RO 2021 - LTE Capacity H1_119 Sitios / LTE RO 2020 Capacity H1 - 1900Mhz | Proyecto Millicom Bolivia 3YPlan 2023 | MTA | Mutualista | In Services | -17.7606 | -63.1599 | Urban | Santa Cruz de la Sierra | Andres Ibanez | Santa Cruz | 6 | Monopolo | PBC6200 | - | 3 | 3 | 0 | 0 | 3 | 3 | 3 | 0 | 15 |  | 1 BB 6630 GL-1 DUW 31 01 | 3 RRU 12 B5 | 3 | 1 BB 6630 GL | 1 | RBS 6630 | 3 RRU 01 B5 | 3 | 1 DUW 31 01 | 1 | RBS6601 | N/A | 0 | N/A | 0 | N/A | 3 R 4478 B12A | 3 | 0 BB 6630 GL | 0 | RBS 6630 | 1 RRUS 11 B4 ; 2 RRUS 32 B4 | 3 | 0 BB 6630 GL | 0 | RBS 6630 | 3 R 2217B2 | 3 | 0 BB 6630 GL | 0 | RBS 6630 | [5 empty] | 15 |  |  |  | 2023 | GWL |  |  | GL-01-Mod. 850 (1-2-3) ; AAS FDD (DEFGHI) ; | 3 | 0 | 0 | 0 | 0 | 3 |  | 6 | 15 |  | 0 | 0 | 0 | 0 | 0 | 0 | 0 | 0 | Mod. 850 (1-2-3) ; AAS FDD (DEFGHI) ; | ABCDEFGHI | (1-2-3) | 26 | 0 | 2 | Keep BB 6630 | Baseband 6651 |  | Keep BB 6630 GL-Baseband 6651 L | GL-01 | L-01 |  | 0 | [6 empty] | INST : Mod. 850 / AAS FDD AWS&1900 / |  | MIC BO 3YPlan 2023_2BB_6R | 11 | 2xBaseband 6651, 3xRadio 2219 B5, 3xRadio AAS B25/B66, | [27 empty] | 30 | 6 |  | 21 | [11 empty] | 10 | 10 | 20 | 36 | [10 empty] | 1 |  | 1 | 2 | 1 | [7 empty] | 3 | 6 | ABC | 0 | Soportes para antenas air en mastil (rooftop) de 3'' | [39 empty] | 2xBaseband 6651, 3xRadio 2219 B5, 3xRadio AAS B25/B66, | EXISTING SITE 2G/3G 850/LTE 700/AWS/LTE 1900/ L:ABCDEFGHI-> INST : Mod. 850 / AAS FDD AWS&1900 / New :(1-2-3) | 2xBaseband 6651, 3xRadio 2219 B5, 3xRadio AAS B25/B66, | [8 empty] | OK
81 |  |  | Proyecto Millicom Bolivia 3YPlan 2023 | OYA | Obrero Yacuiba | In Services | -22.0159 | -63.6859 | Urban | Yacuiba | Gran Chaco | Tarija | 25 | Selfsupported | RBS6101 | - | 0 | 0 | 0 | 3 | 0 | 3 | 0 | 0 | 6 |  | 1 DUW 31 01-1 DUS 31 02 | N/A | 0 | N/A | 0 | N/A | N/A | 0 | N/A | 0 | N/A | 3 RRUS 01 B2 W | 3 | 1 DUW 31 01 | 1 | RBS6601 | N/A | 0 | N/A | 0 | N/A | 3 RRUS 32 B4 | 3 | 1 DUS 31 02 | 1 | RBS6601 | N/A | 0 | N/A | 0 | N/A | [5 empty] | 6 |  |  |  | 2023 | WL |  |  | WL-01-Mod. 850 (1) ; Exp. LTE (GH) ; | 1 | 2 | 0 | 0 | 0 | 0 |  | 3 | 6 |  | 0 | 0 | 2 | 0 | 0 | 0 | 2 | 4 | Mod. 850 (1) ; Exp. LTE (GH) ; | DEF | GH(1) | 2 | 1 | 0 | Baseband 6631 | N/A |  | Baseband 6631 WL | WL-01 | - |  | 0 | [6 empty] | INST : Mod. 850 / LTE 1900 / |  | MIC BO 3YPlan 2023_1BB_3R_4A | 1 | 1xBaseband 6631, 1xRadio 2219 B5, 2xRadio 4415 B2/25, |  | 2xAntenna 4pH, 2xAntena 80010767, | [11 empty] | 4 |  | 4 | [5 empty] | 8 |  |  |  | 2 |  | 50 | 3 |  | 42 | [13 empty] | 0 | 14 | [66 empty] | 1xBaseband 6631, 1xRadio 2219 B5, 2xRadio 4415 B2/25, 2xAntenna 4pH, 2xAntena 80010767, | EXISTING SITE 3G 1900/AWS/ L:DEF-> INST : Mod. 850 / LTE 1900 / New :GH(1) | 1xBaseband 6631, 1xRadio 2219 B5, 2xRadio 4415 B2/25, 2xAntenna 4pH, 2xAntena 80010767, | [8 empty] | #N/A
82 |  | RO 2021 - LTE Capacity H1_119 Sitios / | Proyecto Millicom Bolivia 3YPlan 2023 | OLG | Olguin | In Services | -17.7956 | -63.1858 | Urban | Santa Cruz de la Sierra | Andres Ibanez | Santa Cruz | 6 | Monopolo | RBS6101 | - | 3 | 3 | 0 | 0 | 0 | 3 | 1 | 0 | 10 |  | 1 DUG 20 01-1 DUW 31 01-1 DUS 31 02 | 3 RRUS 01 B5 | 3 | 1 DUG 20 01 | 1 | RBS6601_SHARE | 3 RRUS 01 B5 | 3 | 1 DUW 31 01 | 1 | RBS6601 | N/A | 0 | N/A | 0 | N/A | N/A | 0 | N/A | 0 | N/A | 3 RRUS 32 B4 | 3 | 1 DUS 31 02 | 1 | RBS6601_SHARE | 1 R 4415 B2/B25 | 1 | 0 DUS 3102 | 0 | RBS 6101 | [5 empty] | 10 |  |  |  | 2023 | GWL |  |  | GWL-01-Mod. 850 (1-3) ; Exp. LTE (AHI) ; MIMO4 LTE (EF) ; Sectorizar (DG) | 2 | 0 | 0 | 2 | 1 | 0 |  | 5 | 10 |  | 0 | 0 | 2 | 1 | 0 | 1 | 2 | 6 | Mod. 850 (1-3) ; Exp. LTE (AHI) ; MIMO4 LTE (EF) ; Sectorizar (DG) | DEFG | AHI(1-3) | 2 | 1 | 0 | Baseband 6631 | N/A |  | Baseband 6631 GWL | GWL-01 | - |  | 0 | [6 empty] | INST : Mod. 850 / LTE 700 / LTE 1900 / Sectorize AWS&1900 / |  | MIC BO 3YPlan 2023_1BB_5R_6A | 6 | 1xBaseband 6631, 2xRadio 2219 B5, 2xRadio 4499 44B2/25 44B66A, 1xRadio 4478 B12A, |  | 2xAntenna 4pH, 1xAntenna 4pL, 1xTwin Beam Antenna, 2xAntena 80010767, | [11 empty] | 4 | [8 empty] | 8 |  |  | 2 |  | 30 | 5 |  | 21 | [13 empty] | 0 | 14 | [66 empty] | 1xBaseband 6631, 2xRadio 2219 B5, 2xRadio 4499 44B2/25 44B66A, 1xRadio 4478 B12A, 2xAntenna 4pH, 1xAntenna 4pL, 1xTwin Beam Antenna, 2xAntena 80010767, | EXISTING SITE 2G/3G 850/AWS/LTE 1900/ L:DEFG-> INST : Mod. 850 / LTE 700 / LTE 1900 / Sectorize AWS&1900 / New :AHI(1-3) | 1xBaseband 6631, 2xRadio 2219 B5, 2xRadio 4499 44B2/25 44B66A, 1xRadio 4478 B12A, 2xAntenna 4pH, 1xAntenna 4pL, 1xTwin Beam Antenna, 2xAntena 80010767, | [8 empty] | #N/A
83 |  | / Swap CBBA 2018/High Load Cells_Only F1 | Proyecto Millicom Bolivia 3YPlan 2023 | ANF | OTB Antofagasta | In Services | -17.4077 | -66.0342 | Urban | Sacaba | Chapare | Cochabamba | 6 | Monopolo | Enclosure 6150 | - | 0 | 0 | 3 | 0 | 0 | 3 | 0 | 0 | 6 |  | 1 BB 5216 GWL | 3 R 2219 B5 GW | 3 | 1 BB 5216 GWL | 1 | RBS 6601 | 0 R 2219 B5 GW | 0 | 0 BB 5216 GWL | 0 | RBS 6601 | N/A | 0 | N/A | 0 | N/A | N/A | 0 | N/A | 0 | N/A | 3 RRUS 32 B4 | 3 | 0 BB 5216 GWL | 0 | RBS 6601 | N/A | 0 | N/A | 0 | N/A | [5 empty] | 6 |  |  |  | 2023 | GWL |  |  | GWL-01-Mod. 850 (3) ; Exp. LTE (I) ; | 0 | 1 | 0 | 0 | 0 | 0 |  | 1 | 6 |  | 0 | 0 | 1 | 0 | 0 | 0 | 0 | 1 | Mod. 850 (3) ; Exp. LTE (I) ; | DEF | I(3) | 3 | 1 | 0 | Baseband 6631 | N/A |  | Baseband 6631 GWL | GWL-01 | - |  | 0 | [6 empty] | INST : Mod. 850 / LTE 1900 / |  | MIC BO 3YPlan 2023_1BB_1R_1A | 18 | 1xBaseband 6631, 1xRadio 4415 B2/25, |  | 1xAntenna 4pH, | [25 empty] | 30 | 1 |  | 21 | [13 empty] | 0 | 14 | [19 empty] | NO | [46 empty] | 1xBaseband 6631, 1xRadio 4415 B2/25, 1xAntenna 4pH, | EXISTING SITE MIXMODE 850/AWS/ L:DEF-> INST : Mod. 850 / LTE 1900 / New :I(3) | 1xBaseband 6631, 1xRadio 4415 B2/25, 1xAntenna 4pH,
84 |  | / LTE RO 2020 Capacity H1 - 1900Mhz | Proyecto Millicom Bolivia 3YPlan 2023 | PJC | Palacio de Justicia CBBA | In Services | -17.3947 | -66.152 | Urban | Cochabamba | Cercado (CBBA) | Cochabamba | 6 | Monopolo | Enclosure 6150 | - | 3 | 0 | 0 | 0 | 0 | 3 | 3 | 0 | 9 |  | 1 BB 5216 GW-1 BB 5212 L | 3 R 2219 B5 GW | 3 | 1 BB 5216 GW | 1 | 6601 | N/A | 0 | N/A | 0 | N/A | N/A | 0 | N/A | 0 | N/A | N/A | 0 | N/A | 0 | N/A | 3 RRUS 32 B4 | 3 | 1 BB 5212 L | 1 | RBS 6601 | 3 R 2217B2 | 3 | 0 BB 5212 L | 0 | RBS 6601 | [5 empty] | 9 |  |  |  | 2023 | GL |  |  | GL-01-Mod. 850 (1-2-3) ; Exp. LTE (ABC) ; MIMO4 LTE (DEFGHI) ; | 0 | 0 | 0 | 3 | 2 | 0 |  | 5 | 9 |  | 0 | 0 | 0 | 0 | 3 | 0 | 0 | 3 | Mod. 850 (1-2-3) ; Exp. LTE (ABC) ; MIMO4 LTE (DEFGHI) ; | DEFGHI | ABC(1-2-3) | 1 | 1 | 0 | Baseband 6631 | N/A |  | Baseband 6631 GL | GL-01 | - |  | 0 | [6 empty] | INST : Mod. 850 / LTE 700 / |  | MIC BO 3YPlan 2023_1BB_5R_3A | 9 | 1xBaseband 6631, 3xRadio 4499 44B2/25 44B66A, 2xRadio 4478 B12A, |  | 3xAntenna 4pL4pH , | [25 empty] | 30 | 5 |  | 21 | [13 empty] | 0 | 14 | [19 empty] | NO | [46 empty] | 1xBaseband 6631, 3xRadio 4499 44B2/25 44B66A, 2xRadio 4478 B12A, 3xAntenna 4pL4pH , | EXISTING SITE 2G/AWS/LTE 1900/ L:DEFGHI-> INST : Mod. 850 / LTE 700 / New :ABC(1-2-3) | 1xBaseband 6631, 3xRadio 4499 44B2/25 44B66A, 2xRadio 4478 B12A, 3xAntenna 4pL4pH ,
85 |  | / LTE RO 2020 Capacity H2 - 1900Mhz | Proyecto Millicom Bolivia 3YPlan 2023 | PSN | Palmasola Nuevo | In Services | -17.8722 | -63.1767 | Urban | Santa Cruz de la Sierra | Andres Ibanez | Santa Cruz | 40 | Selfsupported | PBC6200 | - | 0 | 0 | 3 | 0 | 0 | 3 | 3 | 0 | 9 |  | 1 DUG 20 01-1 DUW 31 01-1 BB 5212 L | 3 RRU 12 B5 | 3 | 1 DUG 20 01 | 1 | RBS 6601 | 0 RRU 01 B5 | 0 | 1 DUW 31 01 | 1 | RBS6601_SHARE | N/A | 0 | N/A | 0 | N/A | N/A | 0 | N/A | 0 | N/A | 3 RRUS 32 B4 | 3 | 1 BB 5212 L | 1 | RBS6601_SHARE | 2 R 2217 B2+ 1 R 4415 B2/B25 | 3 | 0 BB 5212 L | 0 | RBS6601 | [5 empty] | 9 |  |  |  | 2023 | GWL |  |  | GWL-01-Mod. 850 (2-3) ; Exp. LTE (A) ; MIMO4 LTE (G) ; AAS FDD (EFHI) ; | 2 | 0 | 0 | 0 | 1 | 2 |  | 5 | 9 |  | 0 | 1 | 0 | 0 | 0 | 0 | 0 | 1 | Mod. 850 (2-3) ; Exp. LTE (A) ; MIMO4 LTE (G) ; AAS FDD (EFHI) ; | DEFGHI | A(2-3) | 1 | 1 | 2 | Baseband 6631 | Baseband 6651 |  | Baseband 6631 GWL-Baseband 6651 L | GWL-01 | L-01 |  | 0 | [6 empty] | INST : Mod. 850 / LTE 700 / AAS FDD AWS&1900 / |  | MIC BO 3YPlan 2023_3BB_5R_1A | 6 | 1xBaseband 6631, 2xBaseband 6651, 2xRadio 2219 B5, 1xRadio 4478 B12A, 2xRadio AAS B25/B66, |  | 1xAntenna 2pL4pH, | [25 empty] | 70 | 5 |  | 59 | [13 empty] | 0 | 14 | [66 empty] | 1xBaseband 6631, 2xBaseband 6651, 2xRadio 2219 B5, 1xRadio 4478 B12A, 2xRadio AAS B25/B66, 1xAntenna 2pL4pH, | EXISTING SITE MIXMODE 850/AWS/LTE 1900/ L:DEFGHI-> INST : Mod. 850 / LTE 700 / AAS FDD AWS&1900 / New :A(2-3) | 1xBaseband 6631, 2xBaseband 6651, 2xRadio 2219 B5, 1xRadio 4478 B12A, 2xRadio AAS B25/B66, 1xAntenna 2pL4pH, | [8 empty] | #N/A
86 |  | RO 2021 - LTE Capacity H2/ / LTE RO 2019 Capacity H2 | Proyecto Millicom Bolivia 3YPlan 2023 | PMI | Palmicruz | In Services | -17.8076 | -63.1257 | Urban | Santa Cruz de la Sierra | Andres Ibanez | Santa Cruz | 40 | Selfsupported | Enclosure 6150 | RBS6101 | 3 | 3 | 0 | 0 | 2 | 3 | 2 | 0 | 13 |  | 1 DUG 20 01-1 DUW3101-1 BB 6630 L | 3 RRUS01B5 G | 3 | 1 DUG 20 01 | 1 | RBS 6101 | 3 RRUS01B5 W | 3 | 1 DUW3101 | 1 | RBS 6101 | N/A | 0 | N/A | 0 | N/A | 2 R 4478 B12 | 2 | 0 BB 6630 L | 0 | RBS6630 | 1 RRUS 32 B4 ; 2 R 4415 B66A | 3 | 1 BB 6630 L | 1 | RBS 6630 | 2 R 4415 B2/B25 | 2 | 0 BB 6630 L | 0 | RBS 6630 | [5 empty] | 13 |  |  |  | 2023 | GWL |  |  | L-01-Mod. 850 (1-2-3) ; Exp. LTE (I) ; AAS FDD (DG) ; Sectorizar (EH) | 3 | 1 | 0 | 0 | 0 | 1 |  | 5 | 13 |  | 0 | 0 | 1 | 0 | 0 | 1 | 0 | 2 | Mod. 850 (1-2-3) ; Exp. LTE (I) ; AAS FDD (DG) ; Sectorizar (EH) | ABCDEFGH | I(1-2-3) | 1 | 0 | 1 | Keep BB 6630 | Baseband 6651 |  | Keep BB 6630 L-Baseband 6651 L | L-01 | L-01 |  | 0 | [6 empty] | INST : Mod. 850 / LTE 1900 / Sectorize AWS&1900 / AAS FDD AWS&1900 / |  | MIC BO 3YPlan 2023_1BB_5R_2A | 17 | 1xBaseband 6651, 3xRadio 2219 B5, 1xRadio 4415 B2/25, 1xRadio AAS B25/B66, |  | 1xAntenna 4pH, 1xTwin Beam Antenna, | [25 empty] | 70 | 5 |  | 59 | [13 empty] | 0 | 14 | [66 empty] | 1xBaseband 6651, 3xRadio 2219 B5, 1xRadio 4415 B2/25, 1xRadio AAS B25/B66, 1xAntenna 4pH, 1xTwin Beam Antenna, | EXISTING SITE 2G/3G 850/LTE 700/AWS/LTE 1900/ L:ABCDEFGH-> INST : Mod. 850 / LTE 1900 / Sectorize AWS&1900 / AAS FDD AWS&1900 / New :I(1-2-3) | 1xBaseband 6651, 3xRadio 2219 B5, 1xRadio 4415 B2/25, 1xRadio AAS B25/B66, 1xAntenna 4pH, 1xTwin Beam Antenna,
87 |  | / LTE RO 2020 Capacity H1 - AWS | Proyecto Millicom Bolivia 3YPlan 2023 | PTJ | Pampa Tejerina | In Services | -17.7552 | -63.1085 | Urban | Santa Cruz de la Sierra | Andres Ibanez | Santa Cruz | 40 | Selfsupported | PBC6200 | - | 3 | 3 | 0 | 2 | 0 | 2 | 0 | 0 | 10 |  | 1 BB 6630 GL-1 DUW 41 01-1 DUW 31 01-1 BB 6630 GL | 3 RRUS 12 B5 | 3 | 1 BB 6630 GL | 1 | RBS 6630 | 3 RRUS 01 B5 | 3 | 1 DUW 41 01 | 1 | RBS6601 | 2 RRUS 01 B2 W | 2 | 1 DUW 31 01 | 1 | RBS6601 | N/A | 0 | N/A | 0 | N/A | 2 Radio 4415 B66A | 2 | 1 BB 6630 GL | 1 | RBS 6630 | N/A | 0 | N/A | 0 | N/A | [5 empty] | 10 |  |  |  | 2023 | GWL |  |  | GL-01-Mod. 850 (1-3) ; Exp. LTE (GI) ; | 2 | 2 | 0 | 0 | 0 | 0 |  | 4 | 10 |  | 0 | 0 | 2 | 0 | 0 | 0 | 0 | 2 | Mod. 850 (1-3) ; Exp. LTE (GI) ; | DF | GI(1-3) | 1 | 0 | 0 | Keep BB 6630 | N/A |  | Keep BB 6630 GL | GL-01 | - |  | 0 | [6 empty] | INST : Mod. 850 / LTE 1900 / |  | MIC BO 3YPlan 2023_4R_2A | 6 | 2xRadio 2219 B5, 2xRadio 4415 B2/25, |  | 2xAntenna 4pH, | [25 empty] | 70 | 4 |  | 59 | [13 empty] | 0 | 14 | [66 empty] | 2xRadio 2219 B5, 2xRadio 4415 B2/25, 2xAntenna 4pH, | EXISTING SITE 2G/3G 850/3G 1900/AWS/ L:DF-> INST : Mod. 850 / LTE 1900 / New :GI(1-3) | 2xRadio 2219 B5, 2xRadio 4415 B2/25, 2xAntenna 4pH,
88 |  | / Desinstalación H1 1900 2020 | Proyecto Millicom Bolivia 3YPlan 2023 | PAP | Papa Paulo | In Services | -17.3837 | -66.1455 | Urban | Cochabamba | Cercado (CBBA) | Cochabamba | 12 | Monopolo | PBC6200 | - | 0 | 0 | 3 | 0 | 0 | 3 | 0 | 0 | 6 |  | 1 BB 5216 GW-1 BB 5212 L | 3 R 2219 B5 GW | 3 | 1 BB 5216 GW | 1 | RBS 6601_SHARE | 0 R 2219 B5 GW | 0 | 0 BB 5216 GW | 0 | RBS 6601_SHARE | N/A | 0 | NA | 0 | N/A | N/A | 0 | N/A | 0 | N/A | 3 RRUS 32 B4 | 3 | 1 BB 5212 L | 1 | RBS6601_SHARE | N/A | 0 | N/A | 0 | N/A | [5 empty] | 6 |  |  |  | 2023 | GWL |  |  | GWL-01-Exp. LTE (GHI) ; MIMO4 LTE (DEF) ; | 0 | 0 | 0 | 3 | 0 | 0 |  | 3 | 6 |  | 0 | 0 | 3 | 0 | 0 | 0 | 0 | 3 | Exp. LTE (GHI) ; MIMO4 LTE (DEF) ; | DEF | GHI | 2 | 1 | 0 | Baseband 6631 | N/A |  | Baseband 6631 GWL | GWL-01 | - |  | 0 | [6 empty] | INST : LTE 1900 / |  | MIC BO 3YPlan 2023_1BB_3R_3A | 31 | 1xBaseband 6631, 3xRadio 4499 44B2/25 44B66A, |  | 3xAntenna 4pH, | [25 empty] | 30 | 3 |  | 27 | [13 empty] | 0 | 14 | [66 empty] | 1xBaseband 6631, 3xRadio 4499 44B2/25 44B66A, 3xAntenna 4pH, | EXISTING SITE MIXMODE 850/AWS/ L:DEF-> INST : LTE 1900 / New :GHI | 1xBaseband 6631, 3xRadio 4499 44B2/25 44B66A, 3xAntenna 4pH, | [8 empty] | #N/A
89 |  |  | Proyecto Millicom Bolivia 3YPlan 2023 | PQB | Parque Bolivar | In Services | -19.0385 | -65.2632 | Urban | Sucre | Oropeza | Chuquisaca | 10 | Monopolo | PBC6200 | - | 3 | 1 | 0 | 0 | 3 | 3 | 1 | 0 | 11 |  | 1 DUG 20 01-1 DUW 31 01-1 BB 6630 L | 3 RRU 12 B5 | 3 | 1 DUG 20 01 | 1 | RBS 6601 | 1 RRU 01 B5 | 1 | 1 DUW 31 01 | 1 | RBS6601 | N/A | 0 | N/A | 0 | N/A | 3 RRUS 11 B12 | 3 | 1 BB 6630 L | 1 | RBS6630 | 1 RRU 11 B4; 2 RRU 32 B4 | 3 | 0 BB 6630 L | 0 | RBS 6630 | 1 R 4415 B2/B25 | 1 | 0 BB 6630 L | 0 | RBS6630 | [5 empty] | 11 |  |  |  | PRIO 1 - 2023 | GWL |  |  | L-01-Mod. 850 (1) ; Exp. LTE (GI) ; MIMO4 LTE (DEF) ; | 1 | 0 | 0 | 2 | 0 | 0 |  | 3 | 11 |  | 0 | 0 | 2 | 0 | 0 | 0 | 2 | 4 | Mod. 850 (1) ; Exp. LTE (GI) ; MIMO4 LTE (DEF) ; | ABCDEFH | GI(1) | 1 | 0 | 0 | Keep BB 6630 | N/A |  | Keep BB 6630 L | L-01 | - |  | 0 | [6 empty] | INST : Mod. 850 / LTE 1900 / |  | MIC BO 3YPlan 2023_3R_4A | 3 | 1xRadio 2219 B5, 2xRadio 4499 44B2/25 44B66A, |  | 2xAntenna 4pH, 2xAntena 80010767, | [11 empty] | 4 | [7 empty] | 8 |  |  |  | 2 |  | 30 | 3 |  | 25 | [11 empty] | 13 | 6 | 19 | 35 | [10 empty] | 1 |  | 1 |  | 1 | [51 empty] | 1xRadio 2219 B5, 2xRadio 4499 44B2/25 44B66A, 2xAntenna 4pH, 2xAntena 80010767, | EXISTING SITE 2G/3G 850/LTE 700/AWS/LTE 1900/ L:ABCDEFH-> INST : Mod. 850 / LTE 1900 / New :GI(1) | 1xRadio 2219 B5, 2xRadio 4499 44B2/25 44B66A, 2xAntenna 4pH, 2xAntena 80010767,
90 |  | / Swap CBBA 2018 | Proyecto Millicom Bolivia 3YPlan 2023 | PQM | Parque de La Mujer | In Services | -17.3895 | -66.1514 | Urban | Cochabamba | Cercado (CBBA) | Cochabamba | 6 | Monopolo | Enclosure 6150 | - | 0 | 0 | 3 | 0 | 0 | 3 | 0 | 0 | 6 |  | 1 BB 5216 GW-1 BB 5212 L | 3 R 2219 B5 GW | 3 | 1 BB 5216 GW | 1 | RBS 6601 | 0 R 2219 B5 GW | 0 | 0 BB 5216 GW | 0 | RBS 6601 | N/A | 0 | N/A | 0 | N/A | N/A | 0 | N/A | 0 | N/A | 3 RRUS 32 B4 | 3 | 1 BB 5212 L | 1 | RBS 6601 | N/A | 0 | N/A | 0 | N/A | [5 empty] | 6 |  |  |  | 2023 | GWL |  |  | GWL-01-Mod. 850 (3) ; Exp. LTE (HI) ; | 0 | 2 | 0 | 0 | 0 | 0 |  | 2 | 6 |  | 0 | 0 | 2 | 0 | 0 | 0 | 2 | 4 | Mod. 850 (3) ; Exp. LTE (HI) ; | DEF | HI(3) | 1 | 1 | 0 | Baseband 6631 | N/A |  | Baseband 6631 GWL | GWL-01 | - |  | 0 | [6 empty] | INST : Mod. 850 / LTE 1900 / |  | MIC BO 3YPlan 2023_1BB_2R_4A | 10 | 1xBaseband 6631, 2xRadio 4415 B2/25, |  | 2xAntenna 4pH, 2xAntena 80010767, | [13 empty] | 4 | [5 empty] | 8 |  |  |  | 2 |  | 30 | 2 |  | 21 | [13 empty] | 0 | 14 | [19 empty] | NO | [46 empty] | 1xBaseband 6631, 2xRadio 4415 B2/25, 2xAntenna 4pH, 2xAntena 80010767, | EXISTING SITE MIXMODE 850/AWS/ L:DEF-> INST : Mod. 850 / LTE 1900 / New :HI(3) | 1xBaseband 6631, 2xRadio 4415 B2/25, 2xAntenna 4pH, 2xAntena 80010767, | [8 empty] | #N/A
91 |  | / LTE RO 2019 Capacity H1 | Proyecto Millicom Bolivia 3YPlan 2023 | PPO | Parque Del Poeta | In Services | -17.3902 | -66.1667 | Urban | Cochabamba | Cercado (CBBA) | Cochabamba | 6 | Monopolo | Enclosure 6150 | - | 0 | 0 | 3 | 0 | 0 | 1 | 0 | 0 | 4 |  | 1 BB 5216 GWL | 3 R 2219 B5 GW | 3 | 1 BB 5216 GWL | 1 | RBS 6601 | 0 R 2219 B5 GW | 0 | 0 BB 5216 GWL | 0 | RBS6601 | N/A | 0 | N/A | 0 | N/A | N/A | 0 | N/A | 0 | N/A | 1 R 4415 B66A | 1 | 0 BB 5216 GWL | 0 | RBS 6601 | N/A | 0 | N/A | 0 | N/A | [5 empty] | 4 |  |  |  | 2023 | GWL |  |  | GWL-01-Mod. 850 (2) ; Exp. LTE (H) ; | 0 | 1 | 0 | 0 | 0 | 0 |  | 1 | 4 |  | 0 | 0 | 1 | 0 | 0 | 0 | 0 | 1 | Mod. 850 (2) ; Exp. LTE (H) ; | E | H(2) | 2 | 1 | 0 | Baseband 6631 | N/A |  | Baseband 6631 GWL | GWL-01 | - |  | 0 | [6 empty] | INST : Mod. 850 / LTE 1900 / |  | MIC BO 3YPlan 2023_1BB_1R_1A | 18 | 1xBaseband 6631, 1xRadio 4415 B2/25, |  | 1xAntenna 4pH, | [25 empty] | 30 | 1 |  | 21 | [13 empty] | 0 | 14 | [19 empty] | NO | [46 empty] | 1xBaseband 6631, 1xRadio 4415 B2/25, 1xAntenna 4pH, | EXISTING SITE MIXMODE 850/AWS/ L:E-> INST : Mod. 850 / LTE 1900 / New :H(2) | 1xBaseband 6631, 1xRadio 4415 B2/25, 1xAntenna 4pH,
92 |  | RO 2021 - LTE Capacity H1_119 Sitios / | Proyecto Millicom Bolivia 3YPlan 2023 | PFT | Plazuela Fatima | In Services | -17.7956 | -63.1902 | Urban | Santa Cruz de la Sierra | Andres Ibanez | Santa Cruz | 6 | Monopolo | PBC6200 | - | 3 | 3 | 0 | 0 | 0 | 3 | 2 | 0 | 11 |  | 1 BB 6630 GL-1 DUW 31 01 | 3 RRU 12 B5 | 3 | 1 BB 6630 GL | 1 | RBS 6601_SHARE | 3 RRU 01 B5 | 3 | 1 DUW 31 01 | 1 | RBS6601_SHARE | N/A | 0 | N/A | 0 | N/A | N/A | 0 | N/A | 0 | N/A | 3 RRU 11 B4 | 3 | 0 BB 6630 GL | 0 | RBS6601_SHARE | 2 R 4415 B2/B25 | 2 | 0 BB 6630 GL | 0 | RBS 6630 | [5 empty] | 11 | OK | Brian |  | 2023 | GWL |  |  | GL-01-Mod. 850 (2-3) ; Exp. LTE (G) ; MIMO4 LTE (D) ; AAS FDD (EFHI) ; | 2 | 0 | 0 | 1 | 0 | 2 |  | 5 | 11 |  | 0 | 0 | 1 | 0 | 0 | 0 | 1 | 2 | Mod. 850 (2-3) ; Exp. LTE (G) ; MIMO4 LTE (D) ; AAS FDD (EFHI) ; | DEFHI | G(2-3) | 4 | 0 | 2 | Keep BB 6630 | Baseband 6651 |  | Keep BB 6630 GL-Baseband 6651 L | GL-01 | L-01 |  | 0 | [6 empty] | INST : Mod. 850 / LTE 1900 / AAS FDD AWS&1900 / |  | MIC BO 3YPlan 2023_2BB_5R_2A | 8 | 2xBaseband 6651, 2xRadio 2219 B5, 1xRadio 4499 44B2/25 44B66A, 2xRadio AAS B25/B66, |  | 1xAntenna 4pH, 1xAntena 80010767, | [11 empty] | 2 | [7 empty] | 4 |  |  |  | 1 |  | 30 | 5 |  | 21 | [13 empty] | 0 | 14 | [66 empty] | 2xBaseband 6651, 2xRadio 2219 B5, 1xRadio 4499 44B2/25 44B66A, 2xRadio AAS B25/B66, 1xAntenna 4pH, 1xAntena 80010767, | EXISTING SITE 2G/3G 850/AWS/LTE 1900/ L:DEFHI-> INST : Mod. 850 / LTE 1900 / AAS FDD AWS&1900 / New :G(2-3) | 2xBaseband 6651, 2xRadio 2219 B5, 1xRadio 4499 44B2/25 44B66A, 2xRadio AAS B25/B66, 1xAntenna 4pH, 1xAntena 80010767,
93 |  | RO 2021 - LTE Capacity H1_119 Sitios / Desinstalación H1 1900 2020 | Proyecto Millicom Bolivia 3YPlan 2023 | PRD | Prado | In Services | -17.3863 | -66.1576 | Urban | Cochabamba | Cercado (CBBA) | Cochabamba | 6 | Monopolo | PBC6200 | - | 0 | 0 | 3 | 0 | 0 | 3 | 2 | 0 | 8 |  | 1 BB 5216 GW-1 BB 5212 L | 3 R 2219 B5 GW | 3 | 1 BB 5216 GW | 1 | RBS 6601_SHARE | 0 R 2219 B5 GW | 0 | 0 BB 5216 GW | 0 | RBS 6601_SHARE | N/A | 0 | N/A | 0 | N/A | N/A | 0 | N/A | 0 | N/A | 3 RRUS 32 B4 | 3 | 1 BB 5212 L | 1 | RBS 6601_SHARE | 2 R 4415 B2/B25 | 2 | 0 BB 5212 L | 0 | RBS 6601 | [5 empty] | 8 |  |  |  | 2023 | GWL |  |  | GWL-01-Mod. 850 (3) ; Exp. LTE (CH) ; MIMO4 LTE (DEFGI) ; | 0 | 0 | 0 | 1 | 1 | 0 |  | 2 | 8 |  | 0 | 0 | 1 | 1 | 0 | 0 | 1 | 3 | Mod. 850 (3) ; Exp. LTE (CH) ; MIMO4 LTE (DEFGI) ; | DEFGI | CH(3) | 1 | 1 | 0 | Baseband 6631 | N/A |  | Baseband 6631 GWL | GWL-01 | - |  | 0 | [6 empty] | INST : Mod. 850 / LTE 700 / LTE 1900 / |  | MIC BO 3YPlan 2023_1BB_2R_3A | 8 | 1xBaseband 6631, 1xRadio 4499 44B2/25 44B66A, 1xRadio 4478 B12A, |  | 1xAntenna 4pH, 1xAntenna 4pL, 1xAntena 80010767, | [14 empty] | 2 |  |  |  |  | 4 |  |  |  | 1 |  | 30 | 2 |  | 21 | [13 empty] | 0 | 14 | [66 empty] | 1xBaseband 6631, 1xRadio 4499 44B2/25 44B66A, 1xRadio 4478 B12A, 1xAntenna 4pH, 1xAntenna 4pL, 1xAntena 80010767, | EXISTING SITE MIXMODE 850/AWS/LTE 1900/ L:DEFGI-> INST : Mod. 850 / LTE 700 / LTE 1900 / New :CH(3) | 1xBaseband 6631, 1xRadio 4499 44B2/25 44B66A, 1xRadio 4478 B12A, 1xAntenna 4pH, 1xAntenna 4pL, 1xAntena 80010767, | [8 empty] | #N/A
94 |  | RO 2021 - LTE Capacity H2/ / LTE RO 2020 Capacity H2 - 1900Mhz | Proyecto Millicom Bolivia 3YPlan 2023 | PNV | Pueblo Nuevo | In Services | -17.8516 | -63.0622 | Urban | Santa Cruz de la Sierra | Andres Ibanez | Santa Cruz | 60 | Selfsupported | PBC6200 | - | 0 | 0 | 3 | 0 | 3 | 3 | 3 | 0 | 12 |  | 1 DUG 20 01-1 BB 6630 W-1 BB 6630 L | 3 RRU 01 B5 | 3 | 1 DUG 20 01 | 1 | RBS 6601 | 0 RRU 01 B5 | 0 | 1 BB 6630 W | 1 | RBS 6601 | N/A | 0 | N/A | 0 | N/A | 3 RRUS 11 B12 | 3 | 0 BB 6630 L | 0 | RBS6630 | 2 RRUS 32 B4 ; 1 R 4415 B66A | 3 | 1 BB 6630 L | 1 | RBS6630 | 3 R 4415 B2/B25 | 3 | 0 BB 6630 L | 0 | RBS6630 | [5 empty] | 12 |  |  |  | 2023 | GWL |  |  | L-01-Mod. 850 (1-2-3) ; AAS FDD (DEFGHI) ; | 3 | 0 | 0 | 0 | 0 | 3 |  | 6 | 12 |  | 0 | 0 | 0 | 0 | 0 | 0 | 0 | 0 | Mod. 850 (1-2-3) ; AAS FDD (DEFGHI) ; | ABCDEFGHI | (1-2-3) | 26 | 0 | 2 | Keep BB 6630 | Baseband 6651 |  | Keep BB 6630 L-Baseband 6651 L | L-01 | L-01 |  | 0 | [6 empty] | INST : Mod. 850 / AAS FDD AWS&1900 / |  | MIC BO 3YPlan 2023_2BB_6R | 11 | 2xBaseband 6651, 3xRadio 2219 B5, 3xRadio AAS B25/B66, | [27 empty] | 100 | 6 |  | 81 | [13 empty] | 0 | 14 | [66 empty] | 2xBaseband 6651, 3xRadio 2219 B5, 3xRadio AAS B25/B66, | EXISTING SITE MIXMODE 850/LTE 700/AWS/LTE 1900/ L:ABCDEFGHI-> INST : Mod. 850 / AAS FDD AWS&1900 / New :(1-2-3)
95 |  | / LTE RO 2020 Capacity H1 - 1900Mhz | Proyecto Millicom Bolivia 3YPlan 2023 | QUI1 | Quillacollo | In Services | -17.3934 | -66.2772 | Urban | Quillacollo | Quillacollo | Cochabamba | 21 | Monopolo | PBC6200 | - | 0 | 0 | 3 | 0 | 0 | 3 | 3 | 0 | 9 |  | 1 BB 5216 GW-1 BB 5212 L | 3 R 2219 B5 GW | 3 | 1 BB 5216 GW | 1 | RBS 6601_SHARE | 0 R 2219 B5 GW | 0 | 0 BB 5216 GW | 0 | RBS 6601_SHARE | N/A | 0 | N/A | 0 | N/A | N/A | 0 | N/A | 0 | N/A | 3 RRUS 32 B4 | 3 | 1 BB 5212 L | 1 | RBS6601_SHARE | 3 R 2217B2 | 3 | 0 BB 5212 L | 0 | RBS6601_SHARE | [5 empty] | 9 |  |  |  | 2023 | GWL |  |  | GWL-01-Mod. 850 (1-2-3) ; Exp. LTE (ABC) ; MIMO4 LTE (GHI) ; | 0 | 3 | 0 | 0 | 2 | 0 |  | 5 | 9 |  | 0 | 0 | 0 | 0 | 3 | 0 | 0 | 3 | Mod. 850 (1-2-3) ; Exp. LTE (ABC) ; MIMO4 LTE (GHI) ; | DEFGHI | ABC(1-2-3) | 1 | 1 | 0 | Baseband 6631 | N/A |  | Baseband 6631 GWL | GWL-01 | - |  | 0 | [6 empty] | INST : Mod. 850 / LTE 700 / |  | MIC BO 3YPlan 2023_1BB_5R_3A | 9 | 1xBaseband 6631, 3xRadio 4415 B2/25, 2xRadio 4478 B12A, |  | 3xAntenna 4pL4pH , | [25 empty] | 50 | 5 |  | 37 | [13 empty] | 0 | 14 | [66 empty] | 1xBaseband 6631, 3xRadio 4415 B2/25, 2xRadio 4478 B12A, 3xAntenna 4pL4pH , | EXISTING SITE MIXMODE 850/AWS/LTE 1900/ L:DEFGHI-> INST : Mod. 850 / LTE 700 / New :ABC(1-2-3)
96 |  | / LTE RO 2020 Capacity H1 - 1900Mhz | Proyecto Millicom Bolivia 3YPlan 2023 | QUI2 | Quillacollo Centro | In Services | -17.3992 | -66.2852 | Urban | Quillacollo | Quillacollo | Cochabamba | 40 | Selfsupported | PBC6200 | - | 0 | 0 | 3 | 0 | 3 | 3 | 3 | 0 | 12 |  | 1 BB 5216 GW-1 BB 5212 L | 3 R 2219 B5 GW | 3 | 1 BB 5216 GW | 1 | RBS 6601 | 0 R 2219 B5 GW | 0 | 0 BB 5216 GW | 0 | RBS 6601 | N/A | 0 | N/A | 0 | N/A | 3 RRUS 11 B12 | 3 | 1 BB 5212 L | 1 | RBS 6601 | 3 RRUS 32 B4 | 3 | 0 BB 5212 L | 0 | RBS 6601 | 3 R 2217B2 | 3 | 0 BB 5212 L | 0 | RBS 6601 | [5 empty] | 12 |  |  |  | 2023 | GWL |  |  | GWL-01-Mod. 850 (1-2) ; MIMO4 LTE (FI) ; AAS FDD (DEGH) ; | 0 | 0 | 0 | 1 | 0 | 2 |  | 3 | 12 |  | 0 | 0 | 1 | 0 | 0 | 0 | 0 | 1 | Mod. 850 (1-2) ; MIMO4 LTE (FI) ; AAS FDD (DEGH) ; | ABCDEFGHI | (1-2) | 1 | 1 | 2 | Baseband 6631 | Baseband 6651 |  | Baseband 6631 GWL-Baseband 6651 L | GWL-01 | L-01 |  | 0 | [6 empty] | INST : Mod. 850 / AAS FDD AWS&1900 / |  | MIC BO 3YPlan 2023_3BB_3R_1A | 3 | 1xBaseband 6631, 2xBaseband 6651, 1xRadio 4499 44B2/25 44B66A, 2xRadio AAS B25/B66, |  | 1xAntenna 4pH, | [25 empty] | 70 | 3 |  | 59 | [13 empty] | 0 | 14 | [66 empty] | 1xBaseband 6631, 2xBaseband 6651, 1xRadio 4499 44B2/25 44B66A, 2xRadio AAS B25/B66, 1xAntenna 4pH, | EXISTING SITE MIXMODE 850/LTE 700/AWS/LTE 1900/ L:ABCDEFGHI-> INST : Mod. 850 / AAS FDD AWS&1900 / New :(1-2)
97 |  | / LTE RO 2020 Capacity H2 - 1900Mhz | Proyecto Millicom Bolivia 3YPlan 2023 | QUI | Quior | In Services | -17.8452 | -63.1071 | Urban | Santa Cruz de la Sierra | Andres Ibanez | Santa Cruz | 60 | Selfsupported | PBC6200 | - | 3 | 3 | 0 | 3 | 3 | 3 | 0 | 0 | 15 |  | 1 DUG 20 01-1 DUW 31 01-1 DUW 31 01-1 DUS 31 01 | 3 RRUS 12 B5 G | 3 | 1 DUG 20 01 | 1 | RBS6601_SHARE | 3 RRUS 01 B5 W | 3 | 1 DUW 31 01 | 1 | RBS6601 | 3 RRUS 01 B2 | 3 | 1 DUW 31 01 | 1 | RBS6601 | 3 RRUS 11 B12 | 3 | 1 DUS 31 01 | 1 | RBS6601_SHARE | 3 RRUS 11 B4 | 3 | 0 DUS 31 01 | 0 | RBS6601_SHARE | N/A | 0 | N/A | 0 | N/A | [5 empty] | 15 |  |  |  | 2023 | GWL |  |  | GWL-01-Mod. 850 (1-2-3) ; AAS FDD (DEFGHI) ; | 3 | 0 | 0 | 0 | 0 | 3 |  | 6 | 15 |  | 0 | 0 | 0 | 0 | 0 | 0 | 0 | 0 | Mod. 850 (1-2-3) ; AAS FDD (DEFGHI) ; | ABCDEFGHI | (1-2-3) | 26 | 1 | 2 | Baseband 6631 | Baseband 6651 |  | Baseband 6631 GWL-Baseband 6651 L | GWL-01 | L-01 |  | 0 | [6 empty] | INST : Mod. 850 / AAS FDD AWS&1900 / |  | MIC BO 3YPlan 2023_3BB_6R | 9 | 1xBaseband 6631, 2xBaseband 6651, 3xRadio 2219 B5, 3xRadio AAS B25/B66, | [27 empty] | 100 | 6 |  | 81 | [13 empty] | 0 | 14 | [66 empty] | 1xBaseband 6631, 2xBaseband 6651, 3xRadio 2219 B5, 3xRadio AAS B25/B66, | EXISTING SITE 2G/3G 850/3G 1900/LTE 700/AWS/ L:ABCDEFGHI-> INST : Mod. 850 / AAS FDD AWS&1900 / New :(1-2-3)
98 |  | RO 2021 - LTE Capacity H1_119 Sitios / LTE RO 2020 Capacity H1 - 1900Mhz | Proyecto Millicom Bolivia 3YPlan 2023 | RAM | Ramada | In Services | -17.7925 | -63.1887 | Urban | Santa Cruz de la Sierra | Andres Ibanez | Santa Cruz | 18 | Monopolo | PBC6200 | - | 3 | 3 | 0 | 0 | 3 | 3 | 3 | 0 | 15 |  | 1 DUG 20 01-1 DUW 31 01-1 DUS 31 02 | 3 RRUS 12 B5 | 3 | 1 DUG 20 01 | 1 | RBS 6601_SHARE | 3 RRUS 01 B5 | 3 | 1 DUW 31 01 | 1 | RBS 6601 | N/A | 0 | N/A | 0 | N/A | 2 R 4478 B12A | 3 | 1 DUS 31 02 | 1 | RBS 6601 | 3 RRUS 11 B4 | 3 | 0 DUS 31 02 | 0 | RBS 6601 | 3 R 2217B2 | 3 | 0 DUS 31 02 | 0 | RBS 6601 | [5 empty] | 15 | En Proceso | Brian |  | 2023 | GWL |  |  | GWL-01-Mod. 850 (1-2-3) ; Exp. LTE (C) ; AAS FDD (DG) ; Sectorizar (EFHI) | 3 | 0 | 0 | 2 | 1 | 1 |  | 7 | 15 |  | 0 | 0 | 0 | 1 | 0 | 2 | 0 | 3 | Mod. 850 (1-2-3) ; Exp. LTE (C) ; AAS FDD (DG) ; Sectorizar (EFHI) | ABDEFGHI | C(1-2-3) | 1 | 1 | 1 | Baseband 6631 | Baseband 6651 |  | Baseband 6631 GWL-Baseband 6651 L | GWL-01 | L-01 |  | 0 | [6 empty] | INST : Mod. 850 / LTE 700 / Sectorize AWS&1900 / AAS FDD AWS&1900 / |  | MIC BO 3YPlan 2023_2BB_7R_3A | 3 | 1xBaseband 6631, 1xBaseband 6651, 3xRadio 2219 B5, 2xRadio 4499 44B2/25 44B66A, 1xRadio 4478 B12A, 1xRadio AAS B25/B66, |  | 1xAntenna 4pL, 2xTwin Beam Antenna, | [25 empty] | 50 | 7 |  | 34 | [13 empty] | 0 | 14 | [66 empty] | 1xBaseband 6631, 1xBaseband 6651, 3xRadio 2219 B5, 2xRadio 4499 44B2/25 44B66A, 1xRadio 4478 B12A, 1xRadio AAS B25/B66, 1xAntenna 4pL, 2xTwin Beam Antenna, | EXISTING SITE 2G/3G 850/LTE 700/AWS/LTE 1900/ L:ABDEFGHI-> INST : Mod. 850 / LTE 700 / Sectorize AWS&1900 / AAS FDD AWS&1900 / New :C(1-2-3)
99 |  |  | Proyecto Millicom Bolivia 3YPlan 2023 | RAF | Ramafa | In Services | -17.8068 | -63.1807 | Urban | Santa Cruz de la Sierra | Andres Ibanez | Santa Cruz | 25 | Selfsupported | PBC6200 | - | 3 | 3 | 0 | 3 | 0 | 3 | 0 | 0 | 12 |  | 1 DUG 20 01-1 DUW 31 01-1 DUW 31 01-1 DUS 31 02 | 3 RRUS 12 B5 | 3 | 1 DUG 20 01 | 1 | RBS 6601 | 3 RRUS 01 B5 | 3 | 1 DUW 31 01 | 1 | RBS 6601 | 3 RRUS 01 B2 W | 3 | 1 DUW 31 01 | 1 | RBS 6601 | N/A | 0 | N/A | 0 | N/A | 3 RRUS 11 B4 | 3 | 1 DUS 31 02 | 1 | RBS 6601 | N/A | 0 | N/A | 0 | N/A | [5 empty] | 12 | OK | Oscar |  | PRIO 1 - 2023 | GWL |  |  | GWL-01-Mod. 850 (2-3) ; Exp. LTE (GHI) ; MIMO4 LTE (DEF) ; | 2 | 0 | 0 | 3 | 0 | 0 |  | 5 | 12 |  | 0 | 0 | 3 | 0 | 0 | 0 | 3 | 6 | Mod. 850 (2-3) ; Exp. LTE (GHI) ; MIMO4 LTE (DEF) ; | DEF | GHI(2-3) | 1 | 1 | 0 | Baseband 6631 | N/A |  | Baseband 6631 GWL | GWL-01 | - |  | 0 | [6 empty] | INST : Mod. 850 / LTE 1900 / |  | MIC BO 3YPlan 2023_1BB_5R_6A | 6 | 1xBaseband 6631, 2xRadio 2219 B5, 3xRadio 4499 44B2/25 44B66A, |  | 3xAntenna 4pH, 3xAntena 80010767, | [11 empty] | 2 |  | 4 | [5 empty] | 12 |  |  |  | 3 |  | 50 | 5 |  | 42 | [11 empty] | 21 | 7 | 28 | 45 | [10 empty] | 1 |  | 1 | 1 | 1 | [51 empty] | 1xBaseband 6631, 2xRadio 2219 B5, 3xRadio 4499 44B2/25 44B66A, 3xAntenna 4pH, 3xAntena 80010767, | EXISTING SITE 2G/3G 850/3G 1900/AWS/ L:DEF-> INST : Mod. 850 / LTE 1900 / New :GHI(2-3)
100 |  | RO 2021 - LTE Capacity H1_119 Sitios / Swap CBBA 2018 | Proyecto Millicom Bolivia 3YPlan 2023 | RAQ | Raquelita | In Services | -17.392 | -66.1544 | Urban | Cochabamba | Cercado (CBBA) | Cochabamba | 6 | Monopolo | PBC6200 | - | 0 | 0 | 3 | 0 | 0 | 3 | 2 | 0 | 8 |  | 1 BB 5216 GW-1 BB 5212 L | 3 R 2219 B5 GW | 3 | 1 BB 5216 GW | 1 | RBS 6601 | 0 R 2219 B5 GW | 0 | 0 BB 5216 GW | 0 | RBS 6601 | N/A | 0 | N/A | 0 | N/A | N/A | 0 | N/A | 0 | N/A | 3 RRUS 32 B4 | 3 | 1 BB 5212 L | 1 | RBS 6601 | 2 R 4415 B2/B25 | 2 | 0 BB 5212 L | 0 | RBS 6601 | [5 empty] | 8 |  |  |  | 2023 | GWL |  |  | GWL-01-Mod. 850 (1-2) ; Exp. LTE (ABI) ; Sectorizar (EH) | 0 | 1 | 0 | 0 | 1 | 0 |  | 2 | 8 |  | 0 | 0 | 1 | 2 | 0 | 1 | 0 | 4 | Mod. 850 (1-2) ; Exp. LTE (ABI) ; Sectorizar (EH) | DEFGH | ABI(1-2) | 1 | 1 | 0 | Baseband 6631 | N/A |  | Baseband 6631 GWL | GWL-01 | - |  | 0 | [6 empty] | INST : Mod. 850 / LTE 700 / LTE 1900 / Sectorize AWS&1900 / |  | MIC BO 3YPlan 2023_1BB_2R_4A | 10 | 1xBaseband 6631, 1xRadio 4415 B2/25, 1xRadio 4478 B12A, |  | 1xAntenna 4pH, 2xAntenna 4pL, 1xTwin Beam Antenna, | [25 empty] | 30 | 2 |  | 21 | [13 empty] | 0 | 14 | [66 empty] | 1xBaseband 6631, 1xRadio 4415 B2/25, 1xRadio 4478 B12A, 1xAntenna 4pH, 2xAntenna 4pL, 1xTwin Beam Antenna, | EXISTING SITE MIXMODE 850/AWS/LTE 1900/ L:DEFGH-> INST : Mod. 850 / LTE 700 / LTE 1900 / Sectorize AWS&1900 / New :ABI(1-2)
101 |  |  | Proyecto Millicom Bolivia 3YPlan 2023 | RIB6 | Riberalta VI | In Services | -11.0308 | -66.0413 | Rural | Riberalta | Vaca Diez | Beni | 25 | Selfsupported | Enclosure 6150 | - | 0 | 3 | 0 | 0 | 0 | 3 | 2 | 0 | 8 |  | 1 DUW 31 01-1 BB 6630 L | N/A | 0 | N/A | 0 | N/A | 3 RRU 01 B5 | 3 | 1 DUW 31 01 | 1 | RBS6601 | N/A | 0 | N/A | 0 | N/A | N/A | 0 | N/A | 0 | N/A | 3 RRU 32 B4 | 3 | 1 BB 6630 L | 1 | RBS 6630 | 2 R 4415 B2/B25 | 2 | 0 BB 6630 L | 0 | RBS6630 | [5 empty] | 8 |  |  |  | 2023 | WL |  |  | L-01-Mod. 850 (1) ; Exp. LTE (AH) ; MIMO4 LTE (DE) ; | 1 | 0 | 0 | 1 | 1 | 0 |  | 3 | 8 |  | 1 | 0 | 1 | 0 | 0 | 0 | 0 | 2 | Mod. 850 (1) ; Exp. LTE (AH) ; MIMO4 LTE (DE) ; | DEFGI | AH(1) | 1 | 0 | 0 | Keep BB 6630 | N/A |  | Keep BB 6630 L | L-01 | - |  | 0 | [6 empty] | INST : Mod. 850 / LTE 700 / LTE 1900 / |  | MIC BO 3YPlan 2023_3R_2A | 5 | 1xRadio 2219 B5, 1xRadio 4499 44B2/25 44B66A, 1xRadio 4478 B12A, |  | 1xAntenna 2pL, 1xAntenna 4pH, | [25 empty] | 50 | 3 |  | 42 | [13 empty] | 0 | 14 | [66 empty] | 1xRadio 2219 B5, 1xRadio 4499 44B2/25 44B66A, 1xRadio 4478 B12A, 1xAntenna 2pL, 1xAntenna 4pH, | EXISTING SITE 3G 850/AWS/LTE 1900/ L:DEFGI-> INST : Mod. 850 / LTE 700 / LTE 1900 / New :AH(1)
102 |  |  | Proyecto Millicom Bolivia 3YPlan 2023 | SAB | Sabsa | In Services | -17.6483 | -63.1412 | Urban | Warnes | Warnes | Santa Cruz | 21 | Poste Metálico | RBS6101 | - | 3 | 3 | 0 | 0 | 0 | 2 | 0 | 0 | 8 |  | 1 DUG 20 01-1 DUW 31 01-1 DUS 31 02 | 3 RRU 12 B5 | 3 | 1 DUG 20 01 | 1 | RBS 6601_SHARE | 3 RRU 01 B5 | 3 | 1 DUW 31 01 | 1 | RBS6601 | N/A | 0 | N/A | 0 | N/A | N/A | 0 | N/A | 0 | N/A | 2 RRU 11 B4 | 2 | 1 DUS 31 02 | 0 | RBS6601_SHARE | N/A | 0 | N/A | 0 | N/A | [5 empty] | 8 |  |  |  | PRIO 1 - 2023 | GWL |  |  | GWL-01-Exp. LTE (GI) ; MIMO4 LTE (DF) ; | 0 | 0 | 0 | 2 | 0 | 0 |  | 2 | 8 |  | 0 | 0 | 2 | 0 | 0 | 0 | 0 | 2 | Exp. LTE (GI) ; MIMO4 LTE (DF) ; | DF | GI | 2 | 1 | 0 | Baseband 6631 | N/A |  | Baseband 6631 GWL | GWL-01 | - |  | 0 | [6 empty] | INST : LTE 1900 / |  | MIC BO 3YPlan 2023_1BB_2R_2A | 28 | 1xBaseband 6631, 2xRadio 4499 44B2/25 44B66A, |  | 2xAntenna 4pH, | [25 empty] | 50 | 2 |  | 37 | [11 empty] | 19 | 5 | 24 | 41 | [18 empty] | 2 | [33 empty] | 1 | 17.5 | AB | [11 empty] | 1xBaseband 6631, 2xRadio 4499 44B2/25 44B66A, 2xAntenna 4pH, | EXISTING SITE 2G/3G 850/AWS/ L:DF-> INST : LTE 1900 / New :GI
103 |  | / LTE RO 2020 Capacity H1 - 1900Mhz | Proyecto Millicom Bolivia 3YPlan 2023 | SAC | Sacaba | In Services | -17.4018 | -66.0412 | Urban | Sacaba | Chapare | Cochabamba | 60 | Selfsupported | Enclosure 6150 | - | 0 | 0 | 3 | 0 | 3 | 3 | 3 | 0 | 12 |  | 1 BB 5216 GW-1 BB 5212 L | 3 R 2219 B5 GW | 3 | 1 BB 5216 GW | 1 | RBS 6601 | 0 R 2219 B5 GW | 0 | 0 BB 5216 GW | 0 | RBS 6601 | N/A | 0 | N/A | 0 | N/A | 3 RRUS 11 B12 | 3 | 1 BB 5212 L | 1 | RBS 6601 | 3 RRUS 32 B4 | 3 | 0 BB 5212 L | 0 | RBS 6601 | 3 R 2217B2 | 3 | 0 BB 5212 L | 0 | RBS 6601 | [5 empty] | 12 |  |  |  | 2023 | GWL |  |  | GWL-01-Mod. 850 (1-2-3) ; AAS FDD (DEGH) ; Sectorizar (FI) | 0 | 1 | 0 | 0 | 0 | 2 |  | 3 | 12 |  | 0 | 0 | 0 | 0 | 0 | 1 | 0 | 1 | Mod. 850 (1-2-3) ; AAS FDD (DEGH) ; Sectorizar (FI) | ABCDEFGHI | (1-2-3) | 8 | 1 | 2 | Baseband 6631 | Baseband 6651 |  | Baseband 6631 GWL-Baseband 6651 L | GWL-01 | L-01 |  | 0 | [6 empty] | INST : Mod. 850 / Sectorize AWS&1900 / AAS FDD AWS&1900 / |  | MIC BO 3YPlan 2023_3BB_3R_1A | 3 | 1xBaseband 6631, 2xBaseband 6651, 1xRadio 4415 B2/25, 2xRadio AAS B25/B66, |  | 1xTwin Beam Antenna, | [25 empty] | 100 | 3 |  | 81 | [13 empty] | 0 | 14 | [19 empty] | DCDU - OK | [46 empty] | 1xBaseband 6631, 2xBaseband 6651, 1xRadio 4415 B2/25, 2xRadio AAS B25/B66, 1xTwin Beam Antenna, | EXISTING SITE MIXMODE 850/LTE 700/AWS/LTE 1900/ L:ABCDEFGHI-> INST : Mod. 850 / Sectorize AWS&1900 / AAS FDD AWS&1900 / New :(1-2-3)
104 |  | RO 2021 - LTE Capacity H2/0 | Proyecto Millicom Bolivia 3YPlan 2023 | PBA | Plaza Las Banderas | In Services | -17.3828 | -66.16 | Urban | Cochabamba | Cercado (CBBA) | Cochabamba | 6 | Monopolo | Enclosure 6150 | - | 0 | 0 | 3 | 0 | 0 | 3 | 3 | 0 | 9 |  | 1 BB 5216 GW-1 BB 6630 L | 3 R 2219 B5 GW | 3 | 1 BB 5216 GW | 1 | 6601 | 0 R 2219 B5 GW | 0 | 0 BB 5216 GW | 0 | RBS 6601 | N/A | 0 | N/A | 0 | N/A | N/A | 0 | 0 BB 6630 L | 0 | RBS6630 | 3 RRUS 32 B4 | 3 | 1 BB 6630 L | 1 | RBS6630 | 3 R 4415 B2/B25 | 3 | 0 BB 6630 L | 0 | RBS6630 | [5 empty] | 9 |  |  |  | 2023 | GWL |  |  | L-01-Mod. 850 (1-2-3) ; Exp. LTE (AB) ; MIMO4 LTE (GH) ; Sectorizar (FI) | 0 | 0 | 0 | 0 | 1 | 0 |  | 1 | 9 |  | 0 | 0 | 0 | 2 | 0 | 1 | 0 | 3 | Mod. 850 (1-2-3) ; Exp. LTE (AB) ; MIMO4 LTE (GH) ; Sectorizar (FI) | DEFGHI | AB(1-2-3) | 1 | 0 | 0 | Keep BB 6630 | N/A |  | Keep BB 6630 L | L-01 | - |  | 0 | [6 empty] | INST : Mod. 850 / LTE 700 / Sectorize AWS&1900 / |  | MIC BO 3YPlan 2023_1R_3A | 3 | 1xRadio 4478 B12A, |  | 2xAntenna 4pL, 1xTwin Beam Antenna, | [25 empty] | 30 | 1 |  | 21 | [13 empty] | 0 | 14 | [19 empty] | 2 APM 30H | [46 empty] | 1xRadio 4478 B12A, 2xAntenna 4pL, 1xTwin Beam Antenna, | EXISTING SITE MIXMODE 850/AWS/LTE 1900/ L:DEFGHI-> INST : Mod. 850 / LTE 700 / Sectorize AWS&1900 / New :AB(1-2-3)
105 |  | / Swap CBBA 2018 | Proyecto Millicom Bolivia 3YPlan 2023 | SBN | San Benito | In Services | -17.5229 | -65.8913 | Rural | San Benito | Punata | Cochabamba | 60 | Selfsupported | PBC6200 | - | 0 | 0 | 3 | 3 | 3 | 3 | 0 | 0 | 12 |  | 1 BB 5216 GW-1 BB 5212 L | 3 R 2219 B5 GW | 3 | 1 BB 5216 GW | 1 | RBS 6601 | 0 R 2219 B5 GW | 0 | 0 BB 5216 GW | 0 | RBS 6601 | 3 R 2217 B2 W | 3 | 0 BB 5216 GW | 0 | RBS 6601 | 3 RRUS 11 B12 | 3 | 1 BB 5212 L | 1 | RBS 6601 | 3 RRUS 32 B4 | 3 | 0 BB 5212 L | 0 | RBS 6601 | N/A | 0 | N/A | 0 | N/A | [5 empty] | 12 |  |  |  | PRIO 1 - 2023 | GWL |  |  | GWL-01-Exp. LTE (I) ; MIMO4 LTE (F) ; | 0 | 0 | 0 | 1 | 0 | 0 |  | 1 | 12 |  | 0 | 0 | 1 | 0 | 0 | 0 | 1 | 2 | Exp. LTE (I) ; MIMO4 LTE (F) ; | ABCDEF | I | 2 | 1 | 0 | Baseband 6631 | N/A |  | Baseband 6631 GWL | GWL-01 | - |  | 0 | [6 empty] | INST : LTE 1900 / |  | MIC BO 3YPlan 2023_1BB_1R_2A | 6 | 1xBaseband 6631, 1xRadio 4499 44B2/25 44B66A, |  | 1xAntenna 4pH, 1xAntena 80010767, | [11 empty] | 2 | [7 empty] | 4 |  |  |  | 1 |  | 100 | 1 |  | 81 | [13 empty] | 0 | 14 | [66 empty] | 1xBaseband 6631, 1xRadio 4499 44B2/25 44B66A, 1xAntenna 4pH, 1xAntena 80010767, | EXISTING SITE MIXMODE 850/3G 1900/LTE 700/AWS/ L:ABCDEF-> INST : LTE 1900 / New :I
106 |  | / Desinstalación H1 1900 2020 | Proyecto Millicom Bolivia 3YPlan 2023 | SM2 | San Marcos II | In Services | -17.375 | -66.1606 | Urban | Cochabamba | Cercado (CBBA) | Cochabamba | 6 | Monopolo | Enclosure 6150 | - | 0 | 0 | 3 | 0 | 0 | 2 | 0 | 0 | 5 |  | 1 BB 5216 GW-1 BB 5212 L | 3 R 2219 B5 GW | 3 | 1 BB 5216 GW | 1 | RBS 6601_SHARE | 0 R 2219 B5 GW | 0 | 0 BB 5216 GW | 0 | RBS 6601_SHARE | N/A | 0 | NA | 0 | N/A | N/A | 0 | N/A | 0 | N/A | 2 RRUS 32 B4 | 2 | 1 BB 5212 L | 1 | RBS6601_SHARE | N/A | 0 | N/A | 0 | N/A | [5 empty] | 5 |  |  |  | 2023 | GWL |  |  | GWL-01-Exp. LTE (HI) ; | 0 | 2 | 0 | 0 | 0 | 0 |  | 2 | 5 |  | 0 | 0 | 2 | 0 | 0 | 0 | 0 | 2 | Exp. LTE (HI) ; | EF | HI | 1 | 1 | 0 | Baseband 6631 | N/A |  | Baseband 6631 GWL | GWL-01 | - |  | 0 | [6 empty] | INST : LTE 1900 / |  | MIC BO 3YPlan 2023_1BB_2R_2A | 28 | 1xBaseband 6631, 2xRadio 4415 B2/25, |  | 2xAntenna 4pH, | [25 empty] | 30 | 2 |  | 21 | [13 empty] | 0 | 14 | [19 empty] | NO | [46 empty] | 1xBaseband 6631, 2xRadio 4415 B2/25, 2xAntenna 4pH, | EXISTING SITE MIXMODE 850/AWS/ L:EF-> INST : LTE 1900 / New :HI
107 |  | / LTE RO 2020 Capacity H2 - 1900Mhz | Proyecto Millicom Bolivia 3YPlan 2023 | SAT | Satelite Norte | In Services | -17.6051 | -63.1404 | Urban | Warnes | Warnes | Santa Cruz | 21 | Poste Metálico | RBS6101 | - | 3 | 3 | 0 | 3 | 3 | 3 | 0 | 0 | 15 |  | 1 DUG 20 01-1 DUW 31 01-1 DUW 31 01-1 DUS 31 02 | 3 RRU 01 B5 | 3 | 1 DUG 20 01 | 1 | RBS 6101 | 3 RRU 01 B5 | 3 | 1 DUW 31 01 | 1 | RBS6101 | 3 RRUS 01 B2 W | 3 | 1 DUW 31 01 | 1 | RBS6101 | 3 RRUS 11 B12 | 3 | 1 DUS 31 02 | 1 | RBS6101 | 3 RRUS 32 B4 | 3 | 0 DUS 31 02 | 0 | RBS6101 | N/A | 0 | N/A | 0 | N/A | [5 empty] | 15 |  |  |  | 2023 | GWL |  |  | GWL-01-Mod. 850 (1-3) ; AAS FDD (DG) ; | 2 | 0 | 0 | 0 | 0 | 1 |  | 3 | 15 |  | 0 | 0 | 0 | 0 | 0 | 0 | 0 | 0 | Mod. 850 (1-3) ; AAS FDD (DG) ; | ABCDEFGHI | (1-3) | 2 | 1 | 1 | Baseband 6631 | Baseband 6651 |  | Baseband 6631 GWL-Baseband 6651 L | GWL-01 | L-01 |  | 0 | [6 empty] | INST : Mod. 850 / AAS FDD AWS&1900 / |  | MIC BO 3YPlan 2023_2BB_3R | 6 | 1xBaseband 6631, 1xBaseband 6651, 2xRadio 2219 B5, 1xRadio AAS B25/B66, | [27 empty] | 50 | 3 |  | 37 | [13 empty] | 0 | 14 | [66 empty] | 1xBaseband 6631, 1xBaseband 6651, 2xRadio 2219 B5, 1xRadio AAS B25/B66, | EXISTING SITE 2G/3G 850/3G 1900/LTE 700/AWS/ L:ABCDEFGHI-> INST : Mod. 850 / AAS FDD AWS&1900 / New :(1-3)
108 |  | / LTE RO 2020 Capacity H1 - 1900Mhz | Proyecto Millicom Bolivia 3YPlan 2023 | EDC | Edificio Cubo | In Services | -17.7608 | -63.202 | Urban | Santa Cruz de la Sierra | Andres Ibanez | Santa Cruz | 3 | Mástil | RBS6101 | - | 0 | 3 | 0 | 0 | 0 | 3 | 3 | 0 | 9 |  | 1 DUW 31 01-1 DUS 31 02 | N/A | 0 | N/A | 0 | N/A | 3 RRU 01 B5 | 3 | 1 DUW 31 01 | 1 | RBS6101 | N/A | 0 | N/A | 0 | N/A | N/A | 0 | N/A | 0 | N/A | 3 RRU 11 B4 | 3 | 1 DUS 31 02 | 1 | RBS6101 | 3 R 2217B2 | 3 | 0 DUS 31 02 | 0 | RBS6101 | [5 empty] | 9 |  |  |  | 2023 | WL |  |  | WL-01-Mod. 850 (1-2-3) ; MIMO4 LTE (FI) ; AAS FDD (DEGH) ; | 3 | 0 | 0 | 1 | 0 | 2 |  | 6 | 9 |  | 0 | 0 | 1 | 0 | 0 | 0 | 0 | 1 | Mod. 850 (1-2-3) ; MIMO4 LTE (FI) ; AAS FDD (DEGH) ; | ABDEFGHI | (1-2-3) | 1 | 1 | 2 | Baseband 6631 | Baseband 6651 |  | Baseband 6631 WL-Baseband 6651 L | WL-01 | L-01 |  | 0 | [6 empty] | INST : Mod. 850 / AAS FDD AWS&1900 / |  | MIC BO 3YPlan 2023_3BB_6R_1A | 20 | 1xBaseband 6631, 2xBaseband 6651, 3xRadio 2219 B5, 1xRadio 4499 44B2/25 44B66A, 2xRadio AAS B25/B66, |  | 1xAntenna 4pH, | [25 empty] | 30 | 6 |  | 17 | [11 empty] | 10 | 11 | 21 | 37 | [18 empty] | 3 |  |  |  | 2 | 34 | AB | 0 | Soportes para piso para antenas air (3.00m x 3'') | [25 empty] | 3 | 34 | ABC | [6 empty] | 1 Barra de Tierra por sector, instalada a nivel de piso |  |  |  |  | 1xBaseband 6631, 2xBaseband 6651, 3xRadio 2219 B5, 1xRadio 4499 44B2/25 44B66A, 2xRadio AAS B25/B66, 1xAntenna 4pH, | EXISTING SITE 3G 850/AWS/LTE 1900/ L:ABDEFGHI-> INST : Mod. 850 / AAS FDD AWS&1900 / New :(1-2-3)
109 |  | / LTE RO 2020 Capacity H1 - AWS | Proyecto Millicom Bolivia 3YPlan 2023 | SGL | Siglo XX | In Services | -17.4297 | -66.1313 | Urban | Cochabamba | Cercado (CBBA) | Cochabamba | 25 | Selfsupported | Enclosure 6150 | - | 0 | 0 | 3 | 0 | 0 | 3 | 0 | 0 | 6 |  | 1 BB 5216 GW-1 BB 5212 L | 3 R 2219 B5 GW | 3 | 1 BB 5216 GW | 1 | RBS6601_SHARE | 0 R 2219 B5 GW | 0 | 0 BB 5216 GW | 0 | RBS6601_SHARE | N/A | 0 | NA | 0 | N/A | N/A | 0 | N/A | 0 | N/A | 2 R 4415 B66A ; 1 RRUS 32 B4 | 3 | 1 BB 5212 L | 1 | RBS 6601_SHARE | N/A | 0 | N/A | 0 | N/A | [5 empty] | 6 | OK | Brian |  | 2023 | GWL |  |  | GWL-01-Exp. LTE (GI) ; | 0 | 2 | 0 | 0 | 0 | 0 |  | 2 | 6 |  | 0 | 0 | 2 | 0 | 0 | 0 | 2 | 4 | Exp. LTE (GI) ; | DEF | GI | 4 | 1 | 0 | Baseband 6631 | N/A |  | Baseband 6631 GWL | GWL-01 | - |  | 0 | [6 empty] | INST : LTE 1900 / |  | MIC BO 3YPlan 2023_1BB_2R_4A | 10 | 1xBaseband 6631, 2xRadio 4415 B2/25, |  | 2xAntenna 4pH, 2xAntena 80010767, | [13 empty] | 4 | [5 empty] | 8 |  |  |  | 2 |  | 50 | 2 |  | 42 | [13 empty] | 0 | 14 | [19 empty] | DCDU - OK | [46 empty] | 1xBaseband 6631, 2xRadio 4415 B2/25, 2xAntenna 4pH, 2xAntena 80010767, | EXISTING SITE MIXMODE 850/AWS/ L:DEF-> INST : LTE 1900 / New :GI
110 |  | / LTE RO 2020 Capacity H1 - 1900Mhz/High Load Cells_Only F1 | Proyecto Millicom Bolivia 3YPlan 2023 | SIP | Sipe Sipe | In Services | -17.4521 | -66.3355 | Rural | Sipe Sipe | Quillacollo | Cochabamba | 40 | Selfsupported | Enclosure 6150 | - | 0 | 0 | 3 | 0 | 3 | 3 | 3 | 0 | 12 |  | 1 BB 5216 GWL | 3 R 2219 B5 GW | 3 | 1 BB 5216 GWL | 1 | RBS 6601 | 0 R 2219 B5 GW | 0 | 0 BB 5216 GWL | 0 | RBS 6601 | N/A | 0 | N/A | 0 | N/A | 3 RRUS 11 B12 | 3 | 0 BB 5216 GWL | 0 | RBS 6601 | 3 RRUS 32 B4 | 3 | 0 BB 5216 GWL | 0 | RBS 6601 | 3 R 2217B2 | 3 | 0 BB 5216 GWL | 0 | RBS 6601 | [5 empty] | 12 | OK | Oscar |  | 2023 | GWL |  |  | GWL-01-Mod. 850 (1-2-3) ; AAS FDD (EH) ; Sectorizar (DFGI) | 0 | 2 | 0 | 0 | 0 | 1 |  | 3 | 12 |  | 0 | 0 | 0 | 0 | 0 | 2 | 0 | 2 | Mod. 850 (1-2-3) ; AAS FDD (EH) ; Sectorizar (DFGI) | ABCDEFGHI | (1-2-3) | 9 | 1 | 1 | Baseband 6631 | Baseband 6651 |  | Baseband 6631 GWL-Baseband 6651 L | GWL-01 | L-01 |  | 0 | [6 empty] | INST : Mod. 850 / Sectorize AWS&1900 / AAS FDD AWS&1900 / |  | MIC BO 3YPlan 2023_2BB_3R_2A | 7 | 1xBaseband 6631, 1xBaseband 6651, 2xRadio 4415 B2/25, 1xRadio AAS B25/B66, |  | 2xTwin Beam Antenna, | [25 empty] | 70 | 3 |  | 59 | [11 empty] | 9 | 8 | 17 | 33 | [5 empty] | 1 |  |  | 1 | 2 | [9 empty] | DCDU - OK | [31 empty] | SI | 0 |  |  | 1 | 27 | AB | 1 | 27 | BC | Se requiere nueva Cabina Outdoor para migrar equipos de TX y liberar espacio en Cabina Actual (Enc. 6150) |  |  |  |  | 1xBaseband 6631, 1xBaseband 6651, 2xRadio 4415 B2/25, 1xRadio AAS B25/B66, 2xTwin Beam Antenna, | EXISTING SITE MIXMODE 850/LTE 700/AWS/LTE 1900/ L:ABCDEFGHI-> INST : Mod. 850 / Sectorize AWS&1900 / AAS FDD AWS&1900 / New :(1-2-3)
111 |  | / Desinstalación H1 1900 2020 | Proyecto Millicom Bolivia 3YPlan 2023 | TDO | Tadeo | In Services | -17.3819 | -66.1768 | Urban | Cochabamba | Cercado (CBBA) | Cochabamba | 6 | Monopolo | Enclosure 6150 | - | 0 | 0 | 3 | 0 | 0 | 3 | 0 | 0 | 6 |  | 1 BB 5216 GW-1 BB 5212 L | 3 R 2219 B5 GW | 3 | 1 BB 5216 GW | 1 | RBS 6601_SHARE | 0 R 2219 B5 GW | 0 | 0 BB 5216 GW | 0 | RBS 6601_SHARE | N/A | 0 | NA | 0 | N/A | N/A | 0 | N/A | 0 | N/A | 3 RRUS 32 B4 | 3 | 1 BB 5212 L | 1 | RBS6601_SHARE | N/A | 0 | N/A | 0 | N/A | [5 empty] | 6 |  |  |  | 2023 | GWL |  |  | GWL-01-Exp. LTE (GI) ; MIMO4 LTE (DE) ; | 0 | 1 | 0 | 1 | 0 | 0 |  | 2 | 6 |  | 0 | 0 | 2 | 0 | 0 | 0 | 2 | 4 | Exp. LTE (GI) ; MIMO4 LTE (DE) ; | DEF | GI | 1 | 1 | 0 | Baseband 6631 | N/A |  | Baseband 6631 GWL | GWL-01 | - |  | 0 | [6 empty] | INST : LTE 1900 / |  | MIC BO 3YPlan 2023_1BB_2R_4A | 10 | 1xBaseband 6631, 1xRadio 4415 B2/25, 1xRadio 4499 44B2/25 44B66A, |  | 2xAntenna 4pH, 2xAntena 80010767, | [13 empty] | 4 | [5 empty] | 8 |  |  |  | 2 |  | 30 | 2 |  | 21 | [13 empty] | 0 | 14 | [19 empty] | NO | [46 empty] | 1xBaseband 6631, 1xRadio 4415 B2/25, 1xRadio 4499 44B2/25 44B66A, 2xAntenna 4pH, 2xAntena 80010767, | EXISTING SITE MIXMODE 850/AWS/ L:DEF-> INST : LTE 1900 / New :GI
112 |  |  | Proyecto Millicom Bolivia 3YPlan 2023 | THC | Tahuichi | In Services | -17.8209 | -63.1928 | Urban | Santa Cruz de la Sierra | Andres Ibanez | Santa Cruz | 19 | Selfsupported | RBS6101 | - | 3 | 3 | 0 | 0 | 0 | 3 | 0 | 0 | 9 |  | 1 DUG 20 01-1 DUW 31 01-1 BB 5212 L | 3 RRU 01 B5 | 3 | 1 DUG 20 01 | 1 | RBS 6601_SHARE | 3 RRU 01 B5 | 3 | 1 DUW 31 01 | 1 | RBS6601 | N/A | 0 | N/A | 0 | N/A | N/A | 0 | N/A | 0 | N/A | 3 RRUS 32 B4 | 3 | 1 BB 5212 L | 1 | RBS6601_SHARE | N/A | 0 | N/A | 0 | N/A | [5 empty] | 9 | En Proceso | Brian |  | 2023 | GWL |  |  | GWL-01-Mod. 850 (1-3) ; Exp. LTE (GHI) ; | 2 | 3 | 0 | 0 | 0 | 0 |  | 5 | 9 |  | 0 | 0 | 3 | 0 | 0 | 0 | 3 | 6 | Mod. 850 (1-3) ; Exp. LTE (GHI) ; | DEF | GHI(1-3) | 6 | 1 | 0 | Baseband 6631 | N/A |  | Baseband 6631 GWL | GWL-01 | - |  | 0 | [6 empty] | INST : Mod. 850 / LTE 1900 / |  | MIC BO 3YPlan 2023_1BB_5R_6A | 6 | 1xBaseband 6631, 2xRadio 2219 B5, 3xRadio 4415 B2/25, |  | 3xAntenna 4pH, 3xAntena 80010767, | [11 empty] | 2 |  | 4 | [5 empty] | 12 |  |  |  | 3 |  | 50 | 5 |  | 35 | [13 empty] | 0 | 14 | [66 empty] | 1xBaseband 6631, 2xRadio 2219 B5, 3xRadio 4415 B2/25, 3xAntenna 4pH, 3xAntena 80010767, | EXISTING SITE 2G/3G 850/AWS/ L:DEF-> INST : Mod. 850 / LTE 1900 / New :GHI(1-3)
113 |  |  | Proyecto Millicom Bolivia 3YPlan 2023 | TAJ | Tajibos | In Services | -17.7666 | -63.1982 | Urban | Santa Cruz de la Sierra | Andres Ibanez | Santa Cruz | 30 | Selfsupported | PU6210 | - | 3 | 3 | 0 | 0 | 3 | 0 | 0 | 3 | 12 |  | 1 DUG 20 01-1 DUW 31 01-1 BB 6630 L | 3 RRUS 12 B5 G | 3 | 1 DUG 20 01 | 1 | RBS 6601_SHARE | 3 RRUS 01 B5 W | 3 | 1 DUW 31 01 | 1 | RBS6601 | N/A | 0 | N/A | 0 | N/A | 3 RRUS 11 B12 | 3 | 1 BB 6630 L | 1 | RBS 6630 | N/A | 0 | N/A | 0 | N/A | N/A | 0 | N/A | 0 | N/A | 3 R 4499 B2B25B66A | 3 | 0 BB 6630 L | 0 | RBS 6630 | 12 |  |  |  | 2023 | GWL |  |  | L-01-Mod. 850 (1-2-3) ; AAS FDD (DFGI) ; Sectorizar (EH) | 3 | 0 | 0 | 0 | 0 | 2 |  | 5 | 12 |  | 0 | 0 | 0 | 0 | 0 | 1 | 0 | 1 | Mod. 850 (1-2-3) ; AAS FDD (DFGI) ; Sectorizar (EH) | ABCDEFGHI | (1-2-3) | 16 | 0 | 2 | Keep BB 6630 | Baseband 6651 |  | Keep BB 6630 L-Baseband 6651 L | L-01 | L-01 |  | 0 | [6 empty] | INST : Mod. 850 / Sectorize AWS&1900 / AAS FDD AWS&1900 / |  | MIC BO 3YPlan 2023_2BB_5R_1A | 16 | 2xBaseband 6651, 3xRadio 2219 B5, 2xRadio AAS B25/B66, |  | 1xTwin Beam Antenna, | [25 empty] | 70 | 5 |  | 48 | [11 empty] | 29 | 10 | 39 | 58 | [5 empty] | 1 |  |  |  | 2 |  |  | 1 |  | 1 | [7 empty] | 3 | 29 | ABC |  | Soportes para antenas AIR (3.00m x 3'') | -1 Soporte Para Antenas Twinbeam (3.00m x 2.5'') para sector B | [24 empty] | 2 | 28.5 | AC | 1 | 24 | BC |  |  |  | Se requieren 2 Barras para soportería 1, ubicada entre sectores 1-3 y 1-2 |  |  |  |  | 2xBaseband 6651, 3xRadio 2219 B5, 2xRadio AAS B25/B66, 1xTwin Beam Antenna, | EXISTING SITE 2G/3G 850/LTE 700/LTE AWS&1900/ L:ABCDEFGHI-> INST : Mod. 850 / Sectorize AWS&1900 / AAS FDD AWS&1900 / New :(1-2-3)
114 |  |  | Proyecto Millicom Bolivia 3YPlan 2023 | TAQ | Taquina | In Services | -17.3523 | -66.1843 | Urban | Cochabamba | Cercado (CBBA) | Cochabamba | 70 | Selfsupported | Enclosure 6150 | - | 0 | 0 | 3 | 0 | 0 | 3 | 3 | 0 | 9 |  | 1 BB 5216 GW-1 BB 5212 L | 3 R 2219 B5 GW | 3 | 1 BB 5216 GW | 1 | RBS 6601_SHARE | 0 R 2219 B5 GW | 0 | 0 BB 5216 GW | 0 | RBS 6601_SHARE | N/A | 0 | N/A | 0 | N/A | N/A | 0 | N/A | 0 | N/A | 3 RRUS 32 B4 | 3 | 1 BB 5212 L | 1 | RBS6601_SHARE | 3 R 4415 B2/B25 | 3 | 0 BB 5212 L | 0 | RBS6601_SHARE | [5 empty] | 9 |  |  |  | 2023 | GWL |  |  | GWL-01-Mod. 850 (1) ; Exp. LTE (AGHI) ; | 0 | 0 | 0 | 0 | 1 | 0 |  | 1 | 9 |  | 1 | 0 | 0 | 0 | 0 | 0 | 0 | 1 | Mod. 850 (1) ; Exp. LTE (AGHI) ; | DEFGHI | A(1) | 1 | 1 | 0 | Baseband 6631 | N/A |  | Baseband 6631 GWL | GWL-01 | - |  | 0 | [6 empty] | INST : Mod. 850 / LTE 700 / LTE 1900 / |  | MIC BO 3YPlan 2023_1BB_1R_1A | 18 | 1xBaseband 6631, 1xRadio 4478 B12A, |  | 1xAntenna 2pL, | [25 empty] | 100 | 1 |  | 92 | [13 empty] | 0 | 14 | [19 empty] | DCDU - OK | [46 empty] | 1xBaseband 6631, 1xRadio 4478 B12A, 1xAntenna 2pL, | EXISTING SITE MIXMODE 850/AWS/LTE 1900/ L:DEFGHI-> INST : Mod. 850 / LTE 700 / LTE 1900 / New :A(1)
115 |  |  | Proyecto Millicom Bolivia 3YPlan 2023 | TKO | Toko | In Services | -17.6268 | -65.9267 | Rural | Toko | German Jordan | Cochabamba | 60 | Selfsupported | Enclosure 6150 | - | 3 | 0 | 0 | 0 | 3 | 1 | 0 | 0 | 7 |  | 1 BB 5216 GL | 3 R 2219 B5 G | 3 | 1 BB 5216 GL | 1 | RBS 6601 | N/A | 0 | N/A | 0 | N/A | N/A | 0 | N/A | 0 | N/A | 3 RRUS 11 B12 | 3 | 0 BB 5216 GL | 0 | RBS 6601 | 1 R 4415 B66A | 1 | 0 BB5216 GL | 0 | N/A | N/A | 0 | N/A | 0 | N/A | [5 empty] | 7 | OK | Oscar |  | PRIO 1 - 2023 | GL |  |  | GL-01-Exp. LTE (EG) ; MIMO4 LTE (D) ; | 0 | 0 | 1 | 1 | 0 | 0 |  | 2 | 7 |  | 0 | 0 | 2 | 0 | 0 | 0 | 2 | 4 | Exp. LTE (EG) ; MIMO4 LTE (D) ; | ABCD | EG | 1 | 1 | 0 | Baseband 6631 | N/A |  | Baseband 6631 GL | GL-01 | - |  | 0 | [6 empty] | INST : LTE 1900 / LTE AWS / |  | MIC BO 3YPlan 2023_1BB_2R_4A | 10 | 1xBaseband 6631, 1xRadio 4415 B66A, 1xRadio 4499 44B2/25 44B66A, |  | 2xAntenna 4pH, 2xAntena 80010767, | [11 empty] | 2 | 2 | [6 empty] | 8 |  |  |  | 2 |  | 100 | 2 |  | 81 | [11 empty] | 52 | 8 | 60 | 81 | [5 empty] | 1 |  | 1 | 1 | [10 empty] | DCDU - OK |  |  | 0 | [35 empty] | 1 | 51 | AB | [5 empty] | 1xBaseband 6631, 1xRadio 4415 B66A, 1xRadio 4499 44B2/25 44B66A, 2xAntenna 4pH, 2xAntena 80010767, | EXISTING SITE 2G/LTE 700/AWS/ L:ABCD-> INST : LTE 1900 / LTE AWS / New :EG
116 |  | / Swap CBBA 2018/High Load Cells_Only F1 | Proyecto Millicom Bolivia 3YPlan 2023 | TTA | Tolata | In Services | -17.5318 | -65.963 | Rural | Tolata | German Jordan | Cochabamba | 60 | Selfsupported | Enclosure 6150 | - | 0 | 0 | 3 | 0 | 3 | 3 | 0 | 0 | 9 |  | 1 BB 5216 GWL | 3 R 2219 B5 GW | 3 | 1 BB 5216 GWL | 1 | RBS 6601 | 0 R 2219 B5 GW | 0 | 0 BB 5216 GWL | 0 | RBS 6601 | N/A | 0 | N/A | 0 | N/A | 3 RRUS 11 B12 | 3 | 0 BB 5216 GWL | 0 | RBS 6601 | 3 RRUS 32 B4 | 3 | 0 BB 5216 GWL | 0 | RBS 6601 | N/A | 0 | N/A | 0 | N/A | [5 empty] | 9 | OK | Oscar |  | PRIO 1 - 2023 | GWL |  |  | GWL-01-Exp. LTE (GI) ; MIMO4 LTE (DF) ; | 0 | 0 | 0 | 2 | 0 | 0 |  | 2 | 9 |  | 0 | 0 | 2 | 0 | 0 | 0 | 2 | 4 | Exp. LTE (GI) ; MIMO4 LTE (DF) ; | ABCDEF | GI | 2 | 1 | 0 | Baseband 6631 | N/A |  | Baseband 6631 GWL | GWL-01 | - |  | 0 | [6 empty] | INST : LTE 1900 / |  | MIC BO 3YPlan 2023_1BB_2R_4A | 10 | 1xBaseband 6631, 2xRadio 4499 44B2/25 44B66A, |  | 2xAntenna 4pH, 2xAntena 80010767, | [11 empty] | 4 | [7 empty] | 8 |  |  |  | 2 |  | 100 | 2 |  | 81 | [11 empty] | 59 | 9.5 | 68.5 | 91 | [8 empty] | 2 | 1 | [9 empty] | NO | Entra 2 Radios y Salen 2 Radios | [31 empty] | 1 | 57.5 | AC | [11 empty] | 1xBaseband 6631, 2xRadio 4499 44B2/25 44B66A, 2xAntenna 4pH, 2xAntena 80010767, | EXISTING SITE MIXMODE 850/LTE 700/AWS/ L:ABCDEF-> INST : LTE 1900 / New :GI
117 |  | / Desinstalación H1 1900 2020 | Proyecto Millicom Bolivia 3YPlan 2023 | TUP | Tupuraya | In Services | -17.374 | -66.1415 | Urban | Cochabamba | Cercado (CBBA) | Cochabamba | 6 | Monopolo | Enclosure 6150 | - | 0 | 0 | 3 | 0 | 0 | 3 | 0 | 0 | 6 |  | 1 BB 5216 GW | 3 R 2219 B5 GW | 3 | 1 BB 5216 GW | 1 | RBS 6601 | 0 R 2219 B5 GW | 0 | 0 BB 5216 GW | 0 | RBS 6601 | N/A | 0 | NA | 0 | N/A | N/A | 0 | N/A | 0 | N/A | 3 RRUS 32 B4 | 3 | 0 BB 5212 L | 0 | RBS 6601 | N/A | 0 | N/A | 0 | N/A | [5 empty] | 6 |  |  |  | 2023 | GWL |  |  | GWL-01-Exp. LTE (GHI) ; MIMO4 LTE (DEF) ; | 0 | 0 | 0 | 3 | 0 | 0 |  | 3 | 6 |  | 0 | 0 | 3 | 0 | 0 | 0 | 0 | 3 | Exp. LTE (GHI) ; MIMO4 LTE (DEF) ; | DEF | GHI | 2 | 1 | 0 | Baseband 6631 | N/A |  | Baseband 6631 GWL | GWL-01 | - |  | 0 | [6 empty] | INST : LTE 1900 / |  | MIC BO 3YPlan 2023_1BB_3R_3A | 31 | 1xBaseband 6631, 3xRadio 4499 44B2/25 44B66A, |  | 3xAntenna 4pH, | [25 empty] | 30 | 3 |  | 21 | [13 empty] | 0 | 14 | [19 empty] | DCDU - OK | [46 empty] | 1xBaseband 6631, 3xRadio 4499 44B2/25 44B66A, 3xAntenna 4pH, | EXISTING SITE MIXMODE 850/AWS/ L:DEF-> INST : LTE 1900 / New :GHI
118 |  | / LTE RO 2020 Capacity H1 - 1900Mhz/High Load Cells_Only F1 | Proyecto Millicom Bolivia 3YPlan 2023 | TCP | Tuscapujio | In Services | -17.4201 | -66.043 | Urban | Sacaba | Chapare | Cochabamba | 60 | Selfsupported | Enclosure 6150 | - | 0 | 0 | 3 | 0 | 3 | 3 | 3 | 0 | 12 |  | 1 BB 5216 GWL | 3 R 2219 B5 GW | 3 | 1 BB 5216 GWL | 1 | RBS6601 | 0 R 2219 B5 GW | 0 | 0 BB 5216 GWL | 0 | RBS6601 | N/A | 0 | N/A | 0 | N/A | 3 RRUS 11 B12 | 3 | 0 BB 5216 GWL | 0 | RBS6601 | 3 RRUS 32 B4 | 3 | 0 BB 5216 GWL | 0 | RBS6601 | 3 R 2217B2 | 3 | 0 BB 5216 GWL | 0 | RBS6601 | [5 empty] | 12 |  |  |  | 2023 | GWL |  |  | GWL-01-Mod. 850 (1-2-3) ; MIMO4 LTE (H) ; AAS FDD (FI) ; Sectorizar (DG) | 0 | 2 | 0 | 0 | 0 | 1 |  | 3 | 12 |  | 0 | 0 | 1 | 0 | 0 | 1 | 0 | 2 | Mod. 850 (1-2-3) ; MIMO4 LTE (H) ; AAS FDD (FI) ; Sectorizar (DG) | ABCDEFGHI | (1-2-3) | 1 | 1 | 1 | Baseband 6631 | Baseband 6651 |  | Baseband 6631 GWL-Baseband 6651 L | GWL-01 | L-01 |  | 0 | [6 empty] | INST : Mod. 850 / Sectorize AWS&1900 / AAS FDD AWS&1900 / |  | MIC BO 3YPlan 2023_2BB_3R_2A | 7 | 1xBaseband 6631, 1xBaseband 6651, 2xRadio 4415 B2/25, 1xRadio AAS B25/B66, |  | 1xAntenna 4pH, 1xTwin Beam Antenna, | [25 empty] | 100 | 3 |  | 81 | [13 empty] | 0 | 14 | [19 empty] | DCDU - OK | [46 empty] | 1xBaseband 6631, 1xBaseband 6651, 2xRadio 4415 B2/25, 1xRadio AAS B25/B66, 1xAntenna 4pH, 1xTwin Beam Antenna, | EXISTING SITE MIXMODE 850/LTE 700/AWS/LTE 1900/ L:ABCDEFGHI-> INST : Mod. 850 / Sectorize AWS&1900 / AAS FDD AWS&1900 / New :(1-2-3)
119 |  | / LTE RO 2020 Capacity H1 - 1900Mhz | Proyecto Millicom Bolivia 3YPlan 2023 | UDB | Udabol | In Services | -17.77 | -63.2002 | Urban | Santa Cruz de la Sierra | Andres Ibanez | Santa Cruz | 25 | Selfsupported | RBS6101 | - | 0 | 3 | 0 | 0 | 3 | 0 | 3 | 0 | 9 |  | 1 DUW 31 01-1 DUS 31 02 | N/A | 0 | N/A | 0 | N/A | 3 RRU 01 B5 | 3 | 1 DUW 31 01 | 1 | RBS6601_SHARE | N/A | 0 | N/A | 0 | N/A | 3 RRUS 11 B12 | 3 | 1 DUS 31 02 | 1 | RBS6601 | N/A | 0 | N/A | 0 | N/A | 3 R 2217B2 | 3 | 0 DUS 31 02 | 0 | RBS6601 | [5 empty] | 9 | OK | Oscar |  | 2023 | WL |  |  | WL-01-Mod. 850 (2-3) ; AAS FDD (EFHI) ; | 2 | 0 | 0 | 0 | 0 | 2 |  | 4 | 9 |  | 0 | 0 | 0 | 0 | 0 | 0 | 0 | 0 | Mod. 850 (2-3) ; AAS FDD (EFHI) ; | DEFGHI | (2-3) | 3 | 1 | 2 | Baseband 6631 | Baseband 6651 |  | Baseband 6631 WL - Baseband 6651 L | WL-01 | L-01 |  | 0 | [6 empty] | INST : Mod. 850 / AAS FDD AWS&1900 / |  | MIC BO 3YPlan 2023_3BB_4R | 3 | 1xBaseband 6631, 2xBaseband 6651, 2xRadio 2219 B5, 2xRadio AAS B25/B66, | [27 empty] | 50 | 4 |  | 42 | [11 empty] | 25 | 3.5 | 28.5 | 46 | [18 empty] | 2 |  |  |  | 2 | 24.8 | BC | 0 | Soporte para antenas AIR (3.00m x 3'') | [24 empty] | SI | [14 empty] | 1xBaseband 6631, 2xBaseband 6651, 2xRadio 2219 B5, 2xRadio AAS B25/B66, | EXISTING SITE 3G 850/LTE 700/LTE 1900/ L:DEFGHI-> INST : Mod. 850 / AAS FDD AWS&1900 / New :(2-3)
120 |  |  | Proyecto Millicom Bolivia 3YPlan 2023 | UNF | Unifranz | In Services | -17.7761 | -63.1896 | Urban | Santa Cruz de la Sierra | Andres Ibanez | Santa Cruz | 25 | Poste Metálico | PBC6200 | - | 3 | 3 | 0 | 3 | 0 | 3 | 0 | 0 | 12 |  | 1 DUG 20 01-1 DUW3101-1 DUW 31 01-1 DUS 31 02 | 3 RRU 12 B5 | 3 | 1 DUG 20 01 | 1 | RBS 6601 | 3 RRUS01B5 W | 3 | 1 DUW3101 | 1 | RBS 6601 | 3 RRUS 01 B2 W | 3 | 1 DUW 31 01 | 1 | RBS 6601 | N/A | 0 | N/A | 0 | N/A | 3 RRUS 32 B4 | 3 | 1 DUS 31 02 | 1 | RBS6601 | N/A | 0 | N/A | 0 | N/A | [5 empty] | 12 | OK | Oscar |  | 2023 | GWL |  |  | GWL-01-Mod. 850 (1-3) ; Exp. LTE (GHI) ; | 2 | 3 | 0 | 0 | 0 | 0 |  | 5 | 12 |  | 0 | 0 | 3 | 0 | 0 | 0 | 3 | 6 | Mod. 850 (1-3) ; Exp. LTE (GHI) ; | DEF | GHI(1-3) | 6 | 1 | 0 | Baseband 6631 | N/A |  | Baseband 6631 GWL | GWL-01 | - |  | 0 | [6 empty] | INST : Mod. 850 / LTE 1900 / |  | MIC BO 3YPlan 2023_1BB_5R_6A | 6 | 1xBaseband 6631, 2xRadio 2219 B5, 3xRadio 4415 B2/25, |  | 3xAntenna 4pH, 3xAntena 80010767, | [11 empty] | 2 |  | 4 | [5 empty] | 12 |  |  |  | 3 |  | 50 | 5 |  | 42 | [11 empty] | 15.8 | 8 | 23.8 | 41 | [10 empty] | 1 |  |  | 1 | 1 | [7 empty] | 1 | 15.8 | B | 0 | Polo para Antena (3.00m x 2.5'') | [39 empty] | 1xBaseband 6631, 2xRadio 2219 B5, 3xRadio 4415 B2/25, 3xAntenna 4pH, 3xAntena 80010767, | EXISTING SITE 2G/3G 850/3G 1900/AWS/ L:DEF-> INST : Mod. 850 / LTE 1900 / New :GHI(1-3)
121 |  | / Desinstalación H1 1900 2020 | Proyecto Millicom Bolivia 3YPlan 2023 | UPB | UPB CBBA | In Services | -17.3968 | -66.2165 | Urban | Cocapirhua | Quillacollo | Cochabamba | 6 | Monopolo | Enclosure 6150 | - | 0 | 0 | 3 | 0 | 0 | 3 | 0 | 0 | 6 |  | 1 BB 5216 GW | 3 R 2219 B5 GW | 3 | 1 BB 5216 GW | 1 | RBS 6601 | 0 R 2219 B5 GW | 0 | 0 BB 5216 GW | 0 | RBS 6601 | N/A | 0 | NA | 0 | N/A | N/A | 0 | N/A | 0 | N/A | 3 RRUS 32 B4 | 3 | 0 BB 5212 L | 0 | RBS 6601 | N/A | 0 | N/A | 0 | N/A | [5 empty] | 6 |  |  |  | PRIO 1 - 2023 | GWL |  |  | GWL-01-Exp. LTE (GHI) ; MIMO4 LTE (F) ; | 0 | 2 | 0 | 1 | 0 | 0 |  | 3 | 6 |  | 0 | 0 | 3 | 0 | 0 | 0 | 3 | 6 | Exp. LTE (GHI) ; MIMO4 LTE (F) ; | DEF | GHI | 1 | 1 | 0 | Baseband 6631 | N/A |  | Baseband 6631 GWL | GWL-01 | - |  | 0 | [6 empty] | INST : LTE 1900 / |  | MIC BO 3YPlan 2023_1BB_3R_6A | 4 | 1xBaseband 6631, 2xRadio 4415 B2/25, 1xRadio 4499 44B2/25 44B66A, |  | 3xAntenna 4pH, 3xAntena 80010767, | [19 empty] | 12 |  |  |  | 3 |  | 30 | 3 |  | 21 | [11 empty] | 6 | 3 | 9 | 24 | [5 empty] | 1 |  |  | 1 | 1 | [9 empty] | DCDU - OK | [46 empty] | 1xBaseband 6631, 2xRadio 4415 B2/25, 1xRadio 4499 44B2/25 44B66A, 3xAntenna 4pH, 3xAntena 80010767, | EXISTING SITE MIXMODE 850/AWS/ L:DEF-> INST : LTE 1900 / New :GHI
122 |  | RO 2021 - LTE Capacity H2-P1 / LTE RO 2019 Capacity H2 | Proyecto Millicom Bolivia 3YPlan 2023 | UED | Urb. El Dorado | In Services | -17.7374 | -63.1092 | Urban | Santa Cruz de la Sierra | Andres Ibanez | Santa Cruz | 25 | Selfsupported | Enclosure 6150 | - | 0 | 3 | 0 | 0 | 0 | 3 | 0 | 0 | 6 |  | 1 BB 6630 WL | N/A | 0 | N/A | 0 | N/A | 3 RRUS01B5 W | 3 | 1 BB 6630 WL | 1 | RBS 6601 | N/A | 0 | N/A | 0 | N/A | N/A | 0 | N/A | 0 | N/A | 3 R 4415 B66A | 3 | 0 BB6630WL | 0 | RBS 6630 | N/A | 0 | N/A | 0 | N/A | [5 empty] | 6 |  |  |  | 2023 | WL |  |  | WL-01-Mod. 850 (2-3) ; Exp. LTE (GHI) ; | 2 | 3 | 0 | 0 | 0 | 0 |  | 5 | 6 |  | 0 | 0 | 3 | 0 | 0 | 0 | 0 | 3 | Mod. 850 (2-3) ; Exp. LTE (GHI) ; | DEF | GHI(2-3) | 5 | 0 | 0 | Keep BB 6630 | N/A |  | Keep BB 6630 WL | WL-01 | - |  | 0 | [6 empty] | INST : Mod. 850 / LTE 1900 / |  | MIC BO 3YPlan 2023_5R_3A | 3 | 2xRadio 2219 B5, 3xRadio 4415 B2/25, |  | 3xAntenna 4pH, | [25 empty] | 50 | 5 |  | 42 | [13 empty] | 0 | 14 | [66 empty] | 2xRadio 2219 B5, 3xRadio 4415 B2/25, 3xAntenna 4pH, | EXISTING SITE 3G 850/AWS/ L:DEF-> INST : Mod. 850 / LTE 1900 / New :GHI(2-3)
123 |  | / Desinstalación H1 1900 2020 | Proyecto Millicom Bolivia 3YPlan 2023 | SOF | Soffer | In Services | -17.3858 | -66.1513 | Urban | Cochabamba | Cercado (CBBA) | Cochabamba | 6 | Monopolo | PBC6200 | - | 0 | 0 | 3 | 0 | 0 | 3 | 2 | 0 | 8 |  | 1 BB 5216 GW-1 BB 5212 L | 3 R 2219 B5 GW | 3 | 1 BB 5216 GW | 1 | RBS 6601_SHARE | 0 R 2219 B5 GW | 0 | 0 BB 5216 GW | 0 | RBS 6601_SHARE | N/A | 0 | NA | 0 | N/A | N/A | 0 | N/A | 0 | N/A | 3 RRUS 32 B4 | 3 | 1 BB 5212 L | 1 | RBS6601_SHARE | 2 R 4415 B2 B25 | 2 | 0 BB 5212 L | 0 | RBS6601_SHARE | [5 empty] | 8 |  |  |  | 2023 | GWL |  |  | GWL-01-Mod. 850 (1-2) ; Exp. LTE (ABI) ; MIMO4 LTE (GH) ; | 0 | 1 | 0 | 0 | 1 | 0 |  | 2 | 8 |  | 0 | 0 | 1 | 2 | 0 | 0 | 0 | 3 | Mod. 850 (1-2) ; Exp. LTE (ABI) ; MIMO4 LTE (GH) ; | DEFGH | ABI(1-2) | 1 | 1 | 0 | Baseband 6631 | N/A |  | Baseband 6631 GWL | GWL-01 | - |  | 0 | [6 empty] | INST : Mod. 850 / LTE 700 / LTE 1900 / |  | MIC BO 3YPlan 2023_1BB_2R_3A | 8 | 1xBaseband 6631, 1xRadio 4415 B2/25, 1xRadio 4478 B12A, |  | 1xAntenna 4pH, 2xAntenna 4pL, | [25 empty] | 30 | 2 |  | 21 | [13 empty] | 0 | 14 | [66 empty] | 1xBaseband 6631, 1xRadio 4415 B2/25, 1xRadio 4478 B12A, 1xAntenna 4pH, 2xAntenna 4pL, | EXISTING SITE MIXMODE 850/AWS/LTE 1900/ L:DEFGH-> INST : Mod. 850 / LTE 700 / LTE 1900 / New :ABI(1-2)
124 |  |  | Proyecto Millicom Bolivia 3YPlan 2023 | SOK | Super Okinawa | In Services | -17.7769 | -63.1799 | Urban | Santa Cruz de la Sierra | Andres Ibanez | Santa Cruz | 6 | Monopolo | PU6210 | - | 3 | 3 | 0 | 3 | 0 | 3 | 2 | 0 | 14 |  | 1 DUG 20 01-1 DUW 31 01-1 DUW 31 01-1 BB 6631 L | 3 RRU 12 B5 | 3 | 1 DUG 20 01 | 1 | RBS 6601_SHARE | 3 RRU 01 B5 | 3 | 1 DUW 31 01 | 1 | RBS6601 | 3 RRUS 01 B2 W | 3 | 1 DUW 31 01 | 1 | RBS6601 | N/A | 0 | N/A | 0 | N/A | 3 RRUS 32 B4 | 3 | 1 BB 6631 L | 1 | RBS6601_SHARE | 2 R 4415 B2 B25 | 2 | 0 BB 6631 L | 0 | RBS6601_SHARE | [5 empty] | 14 |  |  |  | 2023 | GWL |  |  | GWL-01-Mod. 850 (1-2-3) ; Exp. LTE (I) ; Sectorizar (DEGH) | 3 | 1 | 0 | 0 | 0 | 0 |  | 4 | 14 |  | 0 | 0 | 1 | 0 | 0 | 2 | 0 | 3 | Mod. 850 (1-2-3) ; Exp. LTE (I) ; Sectorizar (DEGH) | DEFGH | I(1-2-3) | 2 | 1 | 0 | Baseband 6631 | N/A |  | Baseband 6631 GWL | GWL-01 | - |  | 0 | [6 empty] | INST : Mod. 850 / LTE 1900 / Sectorize AWS&1900 / |  | MIC BO 3YPlan 2023_1BB_4R_3A | 12 | 1xBaseband 6631, 3xRadio 2219 B5, 1xRadio 4415 B2/25, |  | 1xAntenna 4pH, 2xTwin Beam Antenna, | [25 empty] | 30 | 4 |  | 21 | [13 empty] | 0 | 14 | [66 empty] | 1xBaseband 6631, 3xRadio 2219 B5, 1xRadio 4415 B2/25, 1xAntenna 4pH, 2xTwin Beam Antenna, | EXISTING SITE 2G/3G 850/3G 1900/AWS/LTE 1900/ L:DEFGH-> INST : Mod. 850 / LTE 1900 / Sectorize AWS&1900 / New :I(1-2-3)
125 |  | RO 2021 - LTE Capacity H2/ / LTE RO 2020 Capacity H2 - 1900Mhz | Proyecto Millicom Bolivia 3YPlan 2023 | UPT | Urb. Petrolera | In Services | -17.857 | -63.2344 | Urban | La Guardia | Andres Ibanez | Santa Cruz | 40 | Selfsupported | RBS6101 | - | 3 | 3 | 0 | 0 | 3 | 3 | 3 | 0 | 15 |  | 1 BB 6630 G-1 DUW 31 01-1 BB 6630 L | 3 RRU 01 B5 | 3 | 1 BB 6630 G | 1 | RBS 6601_SHARE | 3 RRU 01 B5 | 3 | 1 DUW 31 01 | 1 | RBS6601_SHARE | N/A | 0 | N/A | 0 | N/A | 3 R 4478 B12A | 3 | 1 BB 6630 L | 1 | RBS 6630 | 3 Radio 4415B66A | 3 | 0 BB 6630 L | 0 | RBS 6630 | 3 R 4415 B2/B25 | 3 | 0 BB 6630 L | 0 | RBS 6630 | [5 empty] | 15 |  |  |  | 2023 | GWL |  |  | L-01-Mod. 850 (1-2-3) ; AAS FDD (DFGI) ; Sectorizar (EH) | 3 | 0 | 0 | 0 | 0 | 2 |  | 5 | 15 |  | 0 | 0 | 0 | 0 | 0 | 1 | 0 | 1 | Mod. 850 (1-2-3) ; AAS FDD (DFGI) ; Sectorizar (EH) | ABCDEFGHI | (1-2-3) | 16 | 0 | 2 | Keep BB 6630 | Baseband 6651 |  | Keep BB 6630 L - Baseband 6651 L | L-01 | L-01 |  | 0 | [6 empty] | INST : Mod. 850 / Sectorize AWS&1900 / AAS FDD AWS&1900 / |  | MIC BO 3YPlan 2023_2BB_5R_1A | 16 | 2xBaseband 6651, 3xRadio 2219 B5, 2xRadio AAS B25/B66, |  | 1xTwin Beam Antenna, | [25 empty] | 70 | 5 |  | 59 | [13 empty] | 0 | 14 | [66 empty] | 2xBaseband 6651, 3xRadio 2219 B5, 2xRadio AAS B25/B66, 1xTwin Beam Antenna, | EXISTING SITE 2G/3G 850/LTE 700/AWS/LTE 1900/ L:ABCDEFGHI-> INST : Mod. 850 / Sectorize AWS&1900 / AAS FDD AWS&1900 / New :(1-2-3)
126 |  |  | Proyecto Millicom Bolivia 3YPlan 2023 | VMA | MaroRBS Ventura Mall | In Services | -17.7546 | -63.1998 | Urban | Santa Cruz de la Sierra | Andres Ibanez | Santa Cruz | 4 | Mástil | RBS6101 | - | 0 | 0 | 0 | 3 | 0 | 3 | 0 | 0 | 6 |  | 1 DUW 31 01-1 DUS 31 02 | N/A | 0 | N/A | 0 | N/A | N/A | 0 | N/A | 0 | N/A | 3 RRUS 01 B2 W | 3 | 1 DUW 31 01 | 1 | RBS 6101 | N/A | 0 | N/A | 0 | N/A | 3 RRU 11 B4 | 3 | 1 DUS 31 02 | 1 | RBS6101 | N/A | 0 | N/A | 0 | N/A | [5 empty] | 6 |  |  |  | 2023 | WL |  |  | WL-01-Mod. 850 (2) ; Exp. LTE (GHI) ; MIMO4 LTE (DEF) ; | 1 | 0 | 0 | 3 | 0 | 0 |  | 4 | 6 |  | 0 | 0 | 3 | 0 | 0 | 0 | 0 | 3 | Mod. 850 (2) ; Exp. LTE (GHI) ; MIMO4 LTE (DEF) ; | DEF | GHI(2) | 1 | 1 | 0 | Baseband 6631 | N/A |  | Baseband 6631 WL | WL-01 | - |  | 0 | [6 empty] | INST : Mod. 850 / LTE 1900 / |  | MIC BO 3YPlan 2023_1BB_4R_3A | 12 | 1xBaseband 6631, 1xRadio 2219 B5, 3xRadio 4499 44B2/25 44B66A, |  | 3xAntenna 4pH, | [25 empty] | 30 | 4 |  | 18 | [13 empty] | 0 | 14 | [66 empty] | 1xBaseband 6631, 1xRadio 2219 B5, 3xRadio 4499 44B2/25 44B66A, 3xAntenna 4pH, | EXISTING SITE 3G 1900/AWS/ L:DEF-> INST : Mod. 850 / LTE 1900 / New :GHI(2)
127 |  | / LTE RO 2020 Capacity H1 - AWS | Proyecto Millicom Bolivia 3YPlan 2023 | GLA | Villa Gladys | In Services | -17.8209 | -63.1176 | Urban | Santa Cruz de la Sierra | Andres Ibanez | Santa Cruz | 25 | Selfsupported | Enclosure 6150 | - | 0 | 3 | 0 | 3 | 0 | 3 | 0 | 0 | 9 |  | 1 DUW 31 01-1 DUW 31 01-1 BB 5212 L | N/A | 0 | N/A | 0 | N/A | 3 RRU 01 B5 | 3 | 1 DUW 31 01 | 1 | RBS6601 | 3 RRUS 01 B2 W | 3 | 1 DUW 31 01 | 1 | RBS6601 | N/A | 0 | N/A | 0 | N/A | 2 RRUS 32 B4 1 R4415B66A | 3 | 1 BB 5212 L | 1 | RBS6601 | N/A | 0 | N/A | 0 | N/A | [5 empty] | 9 |  |  |  | 2023 | WL |  |  | WL-01-Mod. 850 (1-3) ; Exp. LTE (GHI) ; | 2 | 3 | 0 | 0 | 0 | 0 |  | 5 | 9 |  | 0 | 0 | 3 | 0 | 0 | 0 | 0 | 3 | Mod. 850 (1-3) ; Exp. LTE (GHI) ; | DEF | GHI(1-3) | 6 | 1 | 0 | Baseband 6631 | N/A |  | Baseband 6631 WL | WL-01 | - |  | 0 | [6 empty] | INST : Mod. 850 / LTE 1900 / |  | MIC BO 3YPlan 2023_1BB_5R_3A | 9 | 1xBaseband 6631, 2xRadio 2219 B5, 3xRadio 4415 B2/25, |  | 3xAntenna 4pH, | [25 empty] | 50 | 5 |  | 42 | [13 empty] | 0 | 14 | [66 empty] | 1xBaseband 6631, 2xRadio 2219 B5, 3xRadio 4415 B2/25, 3xAntenna 4pH, | EXISTING SITE 3G 850/3G 1900/AWS/ L:DEF-> INST : Mod. 850 / LTE 1900 / New :GHI(1-3)
128 |  | / LTE RO 2020 Capacity H1 - 1900Mhz | Proyecto Millicom Bolivia 3YPlan 2023 | VLU | Villa Luz | In Services | -17.7315 | -63.1664 | Urban | Santa Cruz de la Sierra | Andres Ibanez | Santa Cruz | 25 | Selfsupported | PBC6200 | - | 3 | 3 | 0 | 0 | 0 | 2 | 3 | 0 | 11 |  | 1 DUG 20 01-1 DUW 31 01-1 DUS 31 02 | 3 RRU 12 B5 | 3 | 1 DUG 20 01 | 1 | RBS 6601_SHARE | 3 RRU 01 B5 | 3 | 1 DUW 31 01 | 1 | RBS6601_SHARE | N/A | 0 | N/A | 0 | N/A | N/A | 0 | N/A | 0 | N/A | 2 RRUS 32 B4 | 2 | 1 DUS 31 02 | 1 | RBS6601_SHARE | 3 R 2217B2 | 3 | 0 DUS 31 02 | 0 | RBS6601_SHARE | [5 empty] | 11 |  |  |  | 2023 | GWL |  |  | GWL-01-Mod. 850 (1-3) ; Exp. LTE (CE) ; MIMO4 LTE (H) ; AAS FDD (DG) ; Sectorizar (FI) | 2 | 1 | 0 | 1 | 1 | 1 |  | 6 | 11 |  | 1 | 0 | 1 | 0 | 0 | 1 | 1 | 4 | Mod. 850 (1-3) ; Exp. LTE (CE) ; MIMO4 LTE (H) ; AAS FDD (DG) ; Sectorizar (FI) | DFGHI | CE(1-3) | 1 | 1 | 1 | Baseband 6631 | Baseband 6651 |  | Baseband 6631 GWL - Baseband 6651 L | GWL-01 | L-01 |  | 0 | [6 empty] | INST : Mod. 850 / LTE 700 / LTE AWS / Sectorize AWS&1900 / AAS FDD AWS&1900 / |  | MIC BO 3YPlan 2023_2BB_6R_4A | 1 | 1xBaseband 6631, 1xBaseband 6651, 2xRadio 2219 B5, 1xRadio 4415 B2/25, 1xRadio 4499 44B2/25 44B66A, 1xRadio 4478 B12A, 1xRadio AAS B25/B66, |  | 1xAntenna 2pL, 1xAntenna 4pH, 1xTwin Beam Antenna, 1xAntena 80010767, | [11 empty] | 2 | [7 empty] | 4 |  |  |  | 1 |  | 50 | 6 |  | 42 | [13 empty] | 0 | 14 | [66 empty] | 1xBaseband 6631, 1xBaseband 6651, 2xRadio 2219 B5, 1xRadio 4415 B2/25, 1xRadio 4499 44B2/25 44B66A, 1xRadio 4478 B12A, 1xRadio AAS B25/B66, 1xAntenna 2pL, 1xAntenna 4pH, 1xTwin Beam Antenna, 1xAntena 80010767, | EXISTING SITE 2G/3G 850/AWS/LTE 1900/ L:DFGHI-> INST : Mod. 850 / LTE 700 / LTE AWS / Sectorize AWS&1900 / AAS FDD AWS&1900 / New :CE(1-3)
129 |  | / Desinstalación H1 1900 2020 | Proyecto Millicom Bolivia 3YPlan 2023 | TNR | Tunari | In Services | -17.3444 | -66.1605 | Urban | Cochabamba | Cercado (CBBA) | Cochabamba | 25 | Selfsupported | Enclosure 6150 | - | 0 | 0 | 3 | 0 | 0 | 3 | 2 | 0 | 8 |  | 1 BB 5216 GW-1 BB 5212 L | 3 R 2219 B5 GW | 3 | 1 BB 5216 GW | 1 | RBS 6601_SHARE | 0 R 2219 B5 GW | 0 | 0 BB 5216 GW | 0 | RBS 6601_SHARE | N/A | 0 | NA | 0 | N/A | N/A | 0 | N/A | 0 | N/A | 3 RRUS 32 B4 | 3 | 1 BB 5212 L | 1 | RBS6601_SHARE | 2 R 4415 B2 B25 | 2 | 0 BB 5212 L | 0 | RBS6601_SHARE | [5 empty] | 8 |  |  |  | 2023 | GWL |  |  | GWL-01-Mod. 850 (1-3) ; Exp. LTE (AC) ; MIMO4 LTE (DFGI) ; | 0 | 0 | 0 | 0 | 1 | 0 |  | 1 | 8 |  | 2 | 0 | 0 | 0 | 0 | 0 | 0 | 2 | Mod. 850 (1-3) ; Exp. LTE (AC) ; MIMO4 LTE (DFGI) ; | DEFGI | AC(1-3) | 1 | 1 | 0 | Baseband 6631 | N/A |  | Baseband 6631 GWL | GWL-01 | - |  | 0 | [6 empty] | INST : Mod. 850 / LTE 700 / |  | MIC BO 3YPlan 2023_1BB_1R_2A | 6 | 1xBaseband 6631, 1xRadio 4478 B12A, |  | 2xAntenna 2pL, | [25 empty] | 50 | 1 |  | 42 | [13 empty] | 0 | 14 | [19 empty] | DCDU - OK | [46 empty] | 1xBaseband 6631, 1xRadio 4478 B12A, 2xAntenna 2pL, | EXISTING SITE MIXMODE 850/AWS/LTE 1900/ L:DEFGI-> INST : Mod. 850 / LTE 700 / New :AC(1-3)
130 |  | / LTE RO 2019 Capacity H2/High Load Cells_Only F1 | Proyecto Millicom Bolivia 3YPlan 2023 | VPV | Villa Porvenir | In Services | -17.4326 | -66.1126 | Urban | Cochabamba | Cercado (CBBA) | Cochabamba | 25 | Selfsupported | Enclosure 6150 | - | 0 | 0 | 3 | 0 | 3 | 2 | 0 | 0 | 8 |  | 1 BB 5216 GWL | 3 R 2219 B5 GW | 3 | 1 BB 5216 GWL | 1 | RBS 6601 | 0 R 2219 B5 GW | 0 | 0 BB 5216 GWL | 0 | RBS 6601 | N/A | 0 | N/A | 0 | N/A | 3 RRUS 11 B12 | 3 | 0 BB 5216 GWL | 0 | RBS 6601 | 2 R4415B66A L | 2 | 0 BB 5216 GWL | 0 | RBS 6601 | N/A | 0 | N/A | 0 | N/A | [5 empty] | 8 |  |  |  | 2023 | GWL |  |  | GWL-01-Mod. 850 (3) ; Exp. LTE (DH) ; Sectorizar (FI) | 0 | 2 | 1 | 0 | 0 | 0 |  | 3 | 8 |  | 0 | 0 | 2 | 0 | 0 | 1 | 2 | 5 | Mod. 850 (3) ; Exp. LTE (DH) ; Sectorizar (FI) | ABCEF | IDH(3) | 1 | 1 | 0 | Baseband 6631 | N/A |  | Baseband 6631 GWL | GWL-01 | - |  | 0 | [6 empty] | INST : Mod. 850 / LTE 1900 / LTE AWS / Sectorize AWS&1900 / |  | MIC BO 3YPlan 2023_1BB_3R_5A | 1 | 1xBaseband 6631, 2xRadio 4415 B2/25, 1xRadio 4415 B66A, |  | 2xAntenna 4pH, 1xTwin Beam Antenna, 2xAntena 80010767, | [11 empty] | 4 | [7 empty] | 8 |  |  |  | 2 |  | 50 | 3 |  | 42 | [13 empty] | 0 | 14 | [19 empty] | SI | Pos 4,6,7 Libres | [45 empty] | 1xBaseband 6631, 2xRadio 4415 B2/25, 1xRadio 4415 B66A, 2xAntenna 4pH, 1xTwin Beam Antenna, 2xAntena 80010767, | EXISTING SITE MIXMODE 850/LTE 700/AWS/ L:ABCEF-> INST : Mod. 850 / LTE 1900 / LTE AWS / Sectorize AWS&1900 / New :IDH(3)
131 |  | / Swap CBBA 2018 | Proyecto Millicom Bolivia 3YPlan 2023 | VRB | Villa Rivero | In Services | -17.6111 | -65.7936 | Rural | Villa Rivero | Punata | Cochabamba | 40 | Selfsupported | Enclosure 6150 | - | 0 | 0 | 3 | 0 | 3 | 3 | 0 | 0 | 9 |  | 1 BB 5216 GW-1 BB 5212 L | 3 R 2219 B5 GW | 3 | 1 BB 5216 GW | 1 | RBS 6601 | 0 R 2219 B5 GW | 0 | 0 BB 5216 GW | 0 | RBS 6601 | N/A | 0 | N/A | 0 | N/A | 3 RRUS 11 B12 | 3 | 1 BB 5212 L | 1 | RBS 6601 | 3 RRUS 32 B4 | 3 | 0 BB 5212 L | 0 | RBS 6601 | N/A | 0 | N/A | 0 | N/A | [5 empty] | 9 | OK | Brian |  | 2023 | GWL |  |  | GWL-01-Mod. 850 (3) ; Exp. LTE (GI) ; | 0 | 2 | 0 | 0 | 0 | 0 |  | 2 | 9 |  | 0 | 0 | 2 | 0 | 0 | 0 | 0 | 2 | Mod. 850 (3) ; Exp. LTE (GI) ; | ABCDEF | GI(3) | 1 | 1 | 0 | Baseband 6631 | N/A |  | Baseband 6631 GWL | GWL-01 | - |  | 0 | [6 empty] | INST : Mod. 850 / LTE 1900 / |  | MIC BO 3YPlan 2023_1BB_2R_2A | 28 | 1xBaseband 6631, 2xRadio 4415 B2/25, |  | 2xAntenna 4pH, | [25 empty] | 70 | 2 |  | 59 | [13 empty] | 0 | 14 | [19 empty] | SI | [46 empty] | 1xBaseband 6631, 2xRadio 4415 B2/25, 2xAntenna 4pH, | EXISTING SITE MIXMODE 850/LTE 700/AWS/ L:ABCDEF-> INST : Mod. 850 / LTE 1900 / New :GI(3)
132 |  | RO 2021 - LTE Capacity H2/ / LTE RO 2020 Capacity H1 - AWS / LTE RO 2020 Capacity H2 - 1900Mhz | Proyecto Millicom Bolivia 3YPlan 2023 | VCI | Vinto Chico | In Services | -17.4128 | -66.3362 | Rural | Sipe Sipe | Quillacollo | Cochabamba | 60 | Selfsupported | Enclosure 6150 | - | 0 | 0 | 3 | 0 | 3 | 3 | 1 | 0 | 10 |  | 1 BB 5216 GW-1 BB 6330 L | 3 R 2219 B5 GW | 3 | 1 BB 5216 GW | 1 | RBS 6601 | 0 R 2219 B5 GW | 0 | 0 BB 5216 GW | 0 | RBS 6601 | N/A | 0 | NA | 0 | N/A | 3 RRUS 11 B12 | 3 | 0 BB 6330 L | 0 | RBS 6630 | 3 R4415 B66A | 3 | 1 BB 6330 L | 1 | RBS 6630 | 1 R 4415 B2/B25 | 1 | 0 BB 6330 L | 0 | RBS 6630 | [5 empty] | 10 | TYPESITE |  |  | 2023 | GWL |  |  | L-01-Mod. 850 (1-2) ; AAS FDD (EH) ; | 0 | 0 | 0 | 0 | 0 | 1 |  | 1 | 10 |  | 0 | 0 | 0 | 0 | 0 | 0 | 0 | 0 | Mod. 850 (1-2) ; AAS FDD (EH) ; | ABCDEFGHI | (1-2) | 1 | 0 | 1 | Keep BB 6630 | Baseband 6651 |  | Keep BB 6630 L - Baseband 6651 L | L-01 | L-01 |  | 0 | [6 empty] | INST : Mod. 850 / AAS FDD AWS&1900 / |  | MIC BO 3YPlan 2023_1BB_1R | 2 | 1xBaseband 6651, 1xRadio AAS B25/B66, | [27 empty] | 100 | 1 |  | 81 | [13 empty] | 0 | 14 | [19 empty] | DCDU - OK | [46 empty] | 1xBaseband 6651, 1xRadio AAS B25/B66, | EXISTING SITE MIXMODE 850/LTE 700/AWS/LTE 1900/ L:ABCDEFGHI-> INST : Mod. 850 / AAS FDD AWS&1900 / New :(1-2)
133 |  | RO 2021 - LTE Capacity H2/ / LTE RO 2019 Capacity H2 | Proyecto Millicom Bolivia 3YPlan 2023 | VLJ | Virgen de Lujan | In Services | -17.7615 | -63.1267 | Urban | Santa Cruz de la Sierra | Andres Ibanez | Santa Cruz | 40 | Selfsupported | PBC6200 | - | 3 | 3 | 0 | 0 | 0 | 3 | 3 | 0 | 12 |  | 1 DUG 20 01-1 BB6630 W-1 BB 6630 L | 3 RRUS12B5 G | 3 | 1 DUG 20 01 | 1 | RBS 6601 | 3 RRUS01B5 W | 3 | 1 BB6630 W | 1 | RBS 6630 | N/A | 0 | N/A | 0 | N/A | N/A | 0 | N/A | 0 | N/A | 3 R 4415B66A | 3 | 1 BB 6630 L | 1 | RBS6630 | 3 R 4415 B2/B25 | 3 | 0 BB 6630 L | 0 | RBS6630 | [5 empty] | 12 |  |  |  | 2023 | GWL |  |  | L-01-Mod. 850 (1-2) ; Exp. LTE (C) ; AAS FDD (DEGH) ; | 2 | 0 | 0 | 0 | 1 | 2 |  | 5 | 12 |  | 1 | 0 | 0 | 0 | 0 | 0 | 0 | 1 | Mod. 850 (1-2) ; Exp. LTE (C) ; AAS FDD (DEGH) ; | DEFGHI | C(1-2) | 1 | 0 | 2 | Keep BB 6630 | Baseband 6651 |  | Keep BB 6630 L - Baseband 6651 L | L-01 | L-01 |  | 0 | [6 empty] | INST : Mod. 850 / LTE 700 / AAS FDD AWS&1900 / |  | MIC BO 3YPlan 2023_2BB_5R_1A | 16 | 2xBaseband 6651, 2xRadio 2219 B5, 1xRadio 4478 B12A, 2xRadio AAS B25/B66, |  | 1xAntenna 2pL, | [25 empty] | 70 | 5 |  | 59 | [13 empty] | 0 | 14 | [66 empty] | 2xBaseband 6651, 2xRadio 2219 B5, 1xRadio 4478 B12A, 2xRadio AAS B25/B66, 1xAntenna 2pL, | EXISTING SITE 2G/3G 850/AWS/LTE 1900/ L:DEFGHI-> INST : Mod. 850 / LTE 700 / AAS FDD AWS&1900 / New :C(1-2)
134 |  | / LTE RO 2020 Capacity H2 - 1900Mhz/High Load Cells_Only F1 | Proyecto Millicom Bolivia 3YPlan 2023 | WAR | Warnes | In Services | -17.5201 | -63.1703 | Urban | Warnes | Warnes | Santa Cruz | 60 | Selfsupported | PBC6200 | - | 3 | 3 | 0 | 2 | 3 | 3 | 3 | 0 | 17 |  | 1 DUG 20 01-1 DUW 31 01-1 DUW 31 01-1 DUS 31 02 | 3 RRUS 12 B5 G | 3 | 1 DUG 20 01 | 1 | RBS 6601_SHARE | 3 RRUS 01 B5 W | 3 | 1 DUW 31 01 | 1 | RBS6601_SHARE | 2 RRUS 01 B2 W | 2 | 1 DUW 31 01 | 1 | RBS6601_SHARE | 3 RRUS 11 B12 | 3 | 1 DUS 31 02 | 1 | RBS6601_SHARE | 3 RRUS 32 B4 | 3 | 0 DUS 31 02 | 0 | RBS6601_SHARE | 3 R 4415 B2/B25 | 3 | 0 DUS 31 02 | 0 | RBS 6601 | [5 empty] | 17 |  |  |  | 2023 | GWL |  |  | GWL-01-Mod. 850 (1-2-3) ; AAS FDD (FI) ; Sectorizar (DEGH) | 3 | 0 | 0 | 0 | 0 | 1 |  | 4 | 17 |  | 0 | 0 | 0 | 0 | 0 | 2 | 0 | 2 | Mod. 850 (1-2-3) ; AAS FDD (FI) ; Sectorizar (DEGH) | ABCDEFGHI | (1-2-3) | 6 | 1 | 1 | Baseband 6631 | Baseband 6651 |  | Baseband 6631 GWL - Baseband 6651 L | GWL-01 | L-01 |  | 0 | [6 empty] | INST : Mod. 850 / Sectorize AWS&1900 / AAS FDD AWS&1900 / |  | MIC BO 3YPlan 2023_2BB_4R_2A | 6 | 1xBaseband 6631, 1xBaseband 6651, 3xRadio 2219 B5, 1xRadio AAS B25/B66, |  | 2xTwin Beam Antenna, | [25 empty] | 100 | 4 |  | 81 | [13 empty] | 0 | 14 | [66 empty] | 1xBaseband 6631, 1xBaseband 6651, 3xRadio 2219 B5, 1xRadio AAS B25/B66, 2xTwin Beam Antenna, | EXISTING SITE 2G/3G 850/3G 1900/LTE 700/AWS/LTE 1900/ L:ABCDEFGHI-> INST : Mod. 850 / Sectorize AWS&1900 / AAS FDD AWS&1900 / New :(1-2-3)
135 |  | RO 2021 - LTE Capacity H2/New Sites_H1_2021 | Proyecto Millicom Bolivia 3YPlan 2023 | AQU | Antofagasta Quillacollo | In Services | -17.3722 | -66.2766 | Rural | Quillacollo | Quillacollo | Cochabamba | 40 | Selfsupported | Enclosure 6150 | - | 0 | 3 | 0 | 0 | 3 | 3 | 1 | 0 | 10 |  | 1 BB 6630 W-1 BB 6630 L | N/A | 0 | N/A | 0 | N/A | 3 R 2219 B5 | 3 | 1 BB 6630 W | 1 | RBS 6630 | N/A | 0 | N/A | 0 | N/A | 3 R 4478 B12A | 3 | 0 BB 6630 L | 0 | RBS 6630 | 3 Radio 4415B66A | 3 | 1 BB 6630 L | 1 | RBS 6630 | 1 R 4415 B2/B25 | 1 | 0 BB 6630 L | 0 | RBS 6630 | N/A | 0 | N/A | 0 | N/A | 10 |  |  |  | 2023 | WL |  |  | L-01-Mod. 850 (1) ; Exp. LTE (HI) ; Sectorizar (DG) | 0 | 2 | 0 | 0 | 0 | 0 |  | 2 | 10 |  | 0 | 0 | 2 | 0 | 0 | 1 | 0 | 3 | Mod. 850 (1) ; Exp. LTE (HI) ; Sectorizar (DG) | ABCDEFG | HI(1) | 2 | 0 | 0 | Keep BB 6630 | N/A |  | Keep BB 6630 L | L-01 | - |  | 0 | [6 empty] | INST : Mod. 850 / LTE 1900 / Sectorize AWS&1900 / |  | MIC BO 3YPlan 2023_2R_3A | 1 | 2xRadio 4415 B2/25, |  | 2xAntenna 4pH, 1xTwin Beam Antenna, | [25 empty] | 70 | 2 |  | 59 | [13 empty] | 0 | 14 | [19 empty] | E6150 20K | [46 empty] | 2xRadio 4415 B2/25, 2xAntenna 4pH, 1xTwin Beam Antenna, | EXISTING SITE 3G 850/LTE 700/AWS/LTE 1900/ L:ABCDEFG-> INST : Mod. 850 / LTE 1900 / Sectorize AWS&1900 / New :HI(1)
136 |  | RO H1 2022 Capacity / LTE RO 2019 Capacity H1 | Proyecto Millicom Bolivia 3YPlan 2023 | UDS | Upds | In Services | -17.7578 | -63.1718 | Urban | Santa Cruz de la Sierra | Andres Ibanez | Santa Cruz | 25 | Selfsupported | RBS6101 | - | 0 | 3 | 0 | 0 | 0 | 3 | 3 | 0 | 9 |  | 1 BB 6630 WL | N/A | 0 | N/A | 0 | N/A | 3 RRU 01 B5 | 3 | 1 BB 6630 WL | 1 | RBS 6601 | N/A | 0 | N/A | 0 | N/A | N/A | 0 | N/A | 0 | N/A | 1 RRU 32 B4 ; 2 Radio 4415B66A | 3 | 0 BB 6630 WL | 0 | RBS 6601 | 3 R 4415 B2/B25 | 3 | 0 BB 6630 WL | 0 | RBS 6601 | [5 empty] | 9 |  |  |  | 2023 | WL |  |  | WL-01-Mod. 850 (1-2-3) ; AAS FDD (DEFGHI) ; | 3 | 0 | 0 | 0 | 0 | 3 |  | 6 | 9 |  | 0 | 0 | 0 | 0 | 0 | 0 | 0 | 0 | Mod. 850 (1-2-3) ; AAS FDD (DEFGHI) ; | DEFGHI | (1-2-3) | 26 | 0 | 2 | Keep BB 6630 | Baseband 6651 |  | Keep BB 6630 WL - Baseband 6651 L | WL-01 | L-01 |  | 0 | [6 empty] | INST : Mod. 850 / AAS FDD AWS&1900 / |  | MIC BO 3YPlan 2023_2BB_6R | 11 | 2xBaseband 6651, 3xRadio 2219 B5, 3xRadio AAS B25/B66, | [27 empty] | 50 | 6 |  | 42 | [13 empty] | 0 | 14 | [66 empty] | 2xBaseband 6651, 3xRadio 2219 B5, 3xRadio AAS B25/B66, | EXISTING SITE 3G 850/AWS/LTE 1900/ L:DEFGHI-> INST : Mod. 850 / AAS FDD AWS&1900 / New :(1-2-3)
137 |  | RO 2021 - LTE Capacity H2/New Sites_H1_2021 | Proyecto Millicom Bolivia 3YPlan 2023 | CDES | Campos del Este | In Services | -17.8029 | -63.0697 | Urban | Cercado | Villa 1ro de Mayo | Santa Cruz | 40 | Selfsupported | Enclosure 6150 | - | 0 | 3 | 0 | 0 | 3 | 3 | 0 | 0 | 9 |  | 1 BB 6630 W-1 BB 6630 L | N/A | 0 | N/A | 0 | N/A | 3 R 2219 B5 | 3 | 1 BB 6630 W | 1 | RBS 6630 | N/A | 0 | N/A | 0 | N/A | 3 R 4478 B12A | 3 | 0 BB 6630 L | 0 | RBS 6630 | 3 R 4415 B66A | 3 | 1 BB 6630 L | 1 | RBS 6630 | N/A | 0 | N/A | 0 | N/A | N/A | 0 | N/A | 0 | N/A | 9 |  |  |  | 2023 | WL |  |  | L-01-Mod. 850 (3) ; Exp. LTE (GH) ; Sectorizar (FI) | 0 | 3 | 0 | 0 | 0 | 0 |  | 3 | 9 |  | 0 | 0 | 2 | 0 | 0 | 1 | 0 | 3 | Mod. 850 (3) ; Exp. LTE (GH) ; Sectorizar (FI) | ABCDEF | IGH(3) | 1 | 0 | 0 | Keep BB 6630 | N/A |  | Keep BB 6630 L | L-01 | - |  | 0 | [6 empty] | INST : Mod. 850 / LTE 1900 / Sectorize AWS&1900 / |  | MIC BO 3YPlan 2023_3R_3A | 27 | 3xRadio 4415 B2/25, |  | 2xAntenna 4pH, 1xTwin Beam Antenna, | [25 empty] | 70 | 3 |  | 59 | [13 empty] | 0 | 14 | [66 empty] | 3xRadio 4415 B2/25, 2xAntenna 4pH, 1xTwin Beam Antenna, | EXISTING SITE 3G 850/LTE 700/AWS/ L:ABCDEF-> INST : Mod. 850 / LTE 1900 / Sectorize AWS&1900 / New :IGH(3)
138 |  |  | Proyecto Millicom Bolivia 3YPlan 2023 | R11 | Riberalta 11 | In Services | -11.0537 | -66.0327 | Urban | Riberalta | Vaca Diez | Beni | 40 | Selfsupported | Enclosure 6150 | - | 0 | 3 | 0 | 0 | 3 | 3 | 0 | 0 | 9 |  | 1 BB 6630 WL | N/A | 0 | N/A | 0 | N/A | 3 R 2219 B5 | 3 | 1 BB 6630 WL | 1 | RBS 6630 | N/A | 0 | N/A | 0 | N/A | 3 R 4478 B12A | 3 | 0 BB 6630 WL | 0 | RBS 6630 | 3 R 4415 B66A | 3 | 0 BB 6630 WL | 0 | RBS 6630 | N/A | 0 | N/A | 0 | N/A | N/A | 0 | N/A | 0 | N/A | 9 |  |  |  | 2023 | WL |  |  | WL-01-Exp. LTE (GI) ; | 0 | 2 | 0 | 0 | 0 | 0 |  | 2 | 9 |  | 0 | 0 | 2 | 0 | 0 | 0 | 0 | 2 | Exp. LTE (GI) ; | ABCDEF | GI | 4 | 0 | 0 | Keep BB 6630 | N/A |  | Keep BB 6630 WL | WL-01 | - |  | 0 | [6 empty] | INST : LTE 1900 / |  | MIC BO 3YPlan 2023_2R_2A | 20 | 2xRadio 4415 B2/25, |  | 2xAntenna 4pH, | [25 empty] | 70 | 2 |  | 59 | [13 empty] | 0 | 14 | [66 empty] | 2xRadio 4415 B2/25, 2xAntenna 4pH, | EXISTING SITE 3G 850/LTE 700/AWS/ L:ABCDEF-> INST : LTE 1900 / New :GI
139 |  |  | Proyecto Millicom Bolivia 3YPlan 2023 | URSA | Urb. San Andres | In Services | -17.3418 | -66.173 | Urbano | Cercado | Cercado | Cochabamba | 6 | Monopolo | Enclosure 6150 | - | 0 | 3 | 0 | 0 | 2 | 3 | 0 | 0 | 8 |  | 1 BB 6630 WL | N/A | 0 | N/A | 0 | N/A | 3 R 2219 B5 | 3 | 1 BB 6630 WL | 1 | RBS 6630 | N/A | 0 | N/A | 0 | N/A | 2 R 4478 B12A | 2 | 0 BB 6630 WL | 0 | RBS 6630 | 3 R 4499 B2B25B66A | 3 | 0 BB 6630 WL | 0 | RBS 6630 | N/A | 0 | N/A | 0 | N/A | N/A | 0 | N/A | 0 | N/A | 8 |  |  |  | PRIO 1 - 2023 | WL |  |  | WL-01-Exp. LTE (G) ; MIMO4 LTE (DEF) ; | 0 | 0 | 0 | 0 | 0 | 0 |  | 0 | 8 |  | 0 | 0 | 0 | 0 | 0 | 0 | 0 | 0 | Exp. LTE (G) ; MIMO4 LTE (DEF) ; | ABCDEF | G | 2 | 0 | 0 | Keep BB 6630 | N/A |  | Keep BB 6630 WL | WL-01 | - |  | 0 | [6 empty] | INST : LTE 1900 / |  | MIC BO 3YPlan 2023 | 4 | [28 empty] | 30 | 0 |  | 21 | [13 empty] | 0 | 14 | [19 empty] | E6150 20K | [47 empty] | EXISTING SITE 3G 850/LTE 700/AWS/ L:ABCDEF-> INST : LTE 1900 / New :G
140 |  | RO 2022 H1 New Sites | Proyecto Millicom Bolivia 3YPlan 2023 | SMB2 | Simon Bolivar 2 | In Services | : -17.907504 | -63.2875 | Rural | - | - | Santa Cruz | 42 | Selfsupported | Enclosure 6150 |  | 0 | 3 | 0 | 0 | 2 | 0 | 0 | 0 | 5 |  | 1 BB 6630 WL | N/A | 0 | N/A | 0 | N/A | 3 R 2219 B5 | 3 | 1 BB 6630 WL | 1 | RBS 6630 | N/A |  | N/A |  | N/A | 2 R 4478 B12A | 2 | 0 BB 6630 WL | 0 | RBS 6630 | N/A | 0 | N/A | 0 | N/A | N/A | 0 | N/A | 0 | N/A | N/A | 0 | N/A | 0 | N/A | 5 |  |  |  | PRIO 1 - 2023 | WL |  |  | #N/A | 0 | 0 | 0 | 2 | 0 | 0 |  | 2 | 5 |  | 0 | 0 | 2 | 0 | 0 | 0 | 0 | 2 | #N/A | #N/A | #N/A | 8 | 0 | 0 | Keep BB 6630 | N/A |  | Keep BB 6630 WL | WL-01 | - |  | 0 | [6 empty] | INST : LTE 1900 / LTE AWS / |  | MIC BO 3YPlan 2023_2R_2A | 20 | 2xRadio 4499 44B2/25 44B66A, |  | 2xAntenna 4pH, | [25 empty] | 70 | 2 |  | 61 | [13 empty] | 0 | 14 | [66 empty] | 2xRadio 4499 44B2/25 44B66A, 2xAntenna 4pH, | #N/A
141 |  | RO 2022 H1 New Sites | Proyecto Millicom Bolivia 3YPlan 2023 | CSQ | Circunvalación Quillacollo | In Services | -17.4023 | -66.2851 | Rural | - | - | Cochabamba | 6 | Mástil | Enclosure 6150 |  | 0 | 3 | 0 | 0 | 2 | 0 | 0 | 0 | 5 |  | 1 BB 6630 WL | N/A | 0 | N/A | 0 | N/A | 3 R 2219 B5 | 3 | 1 BB 6630 WL | 1 | RBS 6630 | N/A |  | N/A |  | N/A | 2 R 4478 B12A | 2 | 0 BB 6630 WL | 0 | RBS 6630 | N/A | 0 | N/A | 0 | N/A | N/A | 0 | N/A | 0 | N/A | N/A | 0 | N/A | 0 | N/A | 5 |  |  |  | PRIO 1 - 2023 | WL |  |  | #N/A | 0 | 0 | 0 | 1 | 0 | 0 |  | 1 | 5 |  | 0 | 0 | 1 | 0 | 0 | 0 | 0 | 1 | #N/A | #N/A | #N/A | 8 | 0 | 0 | Keep BB 6630 | N/A |  | Keep BB 6630 WL | WL-01 | - |  | 0 | [6 empty] | INST : LTE 1900 / LTE AWS / |  | MIC BO 3YPlan 2023_1R_1A | 9 | 1xRadio 4499 44B2/25 44B66A, |  | 1xAntenna 4pH, | [25 empty] | 30 | 1 |  | 21 | [13 empty] | 0 | 14 | [19 empty] | E6150 20K | [46 empty] | 1xRadio 4499 44B2/25 44B66A, 1xAntenna 4pH, | #N/A
142 |  | RO 2022 H1 New Sites | Proyecto Millicom Bolivia 3YPlan 2023 | 25EN | 25 de Enero | In Services | -17.3614 | -63.2758 | Rural | - | - | Santa Cruz | 40 | Selfsupported | Enclosure 6150 |  | 0 | 3 | 0 | 0 | 2 | 0 | 0 | 0 | 5 |  | 1 BB 6630 WL | N/A | 0 | N/A | 0 | N/A | 3 R 2219 B5 | 3 | 1 BB 6630 WL | 1 | RBS 6630 | N/A |  | N/A |  | N/A | 2 R 4478 B12A | 2 | 0 BB 6630 WL | 0 | RBS 6630 | N/A | 0 | N/A | 0 | N/A | N/A | 0 | N/A | 0 | N/A | N/A | 0 | N/A | 0 | N/A | 5 |  |  |  | PRIO 1 - 2023 | WL |  |  | #N/A | 0 | 0 | 0 | 3 | 0 | 0 |  | 3 | 5 |  | 0 | 0 | 3 | 0 | 0 | 0 | 0 | 3 | #N/A | #N/A | #N/A | 8 | 0 | 0 | Keep BB 6630 | N/A |  | Keep BB 6630 WL | WL-01 | - |  | 0 | [6 empty] | INST : LTE 1900 / LTE AWS / |  | MIC BO 3YPlan 2023_3R_3A | 27 | 3xRadio 4499 44B2/25 44B66A, |  | 3xAntenna 4pH, | [25 empty] | 70 | 3 |  | 59 | [13 empty] | 0 | 14 | [66 empty] | 3xRadio 4499 44B2/25 44B66A, 3xAntenna 4pH, | #N/A
143 |  | RO 2022 H1 New Sites | Proyecto Millicom Bolivia 3YPlan 2023 | PGZ3 | Pentaguazu 3 | In Services | -17.5848 | -63.0967 | Urbano | Pentaguazu | Pentaguazu | Santa Cruz | 45 | Selfsupported | Enclosure 6150 | - | 0 | 3 | 0 | 0 | 2 | 0 | 0 | 0 | 5 |  | 1 BB 6630 WL | N/A | 0 | N/A | 0 | N/A | 3 R 2219 B5 | 3 | 1 BB 6630 WL | 1 | RBS 6630 | N/A |  | N/A |  | N/A | 2 R 4478 B12A | 2 | 0 BB 6630 WL | 0 | RBS 6630 | N/A | 0 | N/A | 0 | N/A | N/A | 0 | N/A | 0 | N/A | N/A | 0 | N/A | 0 | N/A | 5 | En Proceso | Brian |  | PRIO 1 - 2023 | WL |  |  | WL-01-Exp. LTE (DFGI) ; | 0 | 0 | 0 | 2 | 0 | 0 |  | 2 | 5 |  | 0 | 0 | 2 | 0 | 0 | 0 | 0 | 2 | Exp. LTE (DFGI) ; | ABC | DFGI | 3 | 0 | 0 | Keep BB 6630 | N/A |  | Keep BB 6630 WL | WL-01 | - |  | 0 | [6 empty] | INST : LTE 1900 / LTE AWS / |  | MIC BO 3YPlan 2023_2R_2A | 20 | 2xRadio 4499 44B2/25 44B66A, |  | 2xAntenna 4pH, | [25 empty] | 70 | 2 |  | 64 | [13 empty] | 0 | 14 | [66 empty] | 2xRadio 4499 44B2/25 44B66A, 2xAntenna 4pH, | EXISTING SITE 3G 850/LTE 700/ L:ABC-> INST : LTE 1900 / LTE AWS / New :DFGI
144 |  | RO 2022 H1 New Sites | Proyecto Millicom Bolivia 3YPlan 2023 | VCP | Villa Copacabana | In Services | -17.3805 | -63.2457 | Rural | Montero | Montero | Santa Cruz | 45 | Selfsupported | Enclosure 6150 | - | 0 | 3 | 0 | 0 | 2 | 0 | 0 | 0 | 5 |  | 1 BB 6630 WL | N/A | 0 | N/A | 0 | N/A | 3 R 2219 B5 | 3 | 1 BB 6630 WL | 1 | RBS 6630 | N/A |  | N/A |  | N/A | 2 R 4478 B12A | 2 | 0 BB 6630 WL | 0 | RBS 6630 | N/A | 0 | N/A | 0 | N/A | N/A | 0 | N/A | 0 | N/A | N/A | 0 | N/A | 0 | N/A | 5 | En Proceso | Brian |  | PRIO 1 - 2023 | WL |  |  | WL-01-Exp. LTE (DFGI) ; | 0 | 0 | 0 | 2 | 0 | 0 |  | 2 | 5 |  | 0 | 0 | 2 | 0 | 0 | 0 | 0 | 2 | Exp. LTE (DFGI) ; | ABC | DFGI | 3 | 0 | 0 | Keep BB 6630 | N/A |  | Keep BB 6630 WL | WL-01 | - |  | 0 | [6 empty] | INST : LTE 1900 / LTE AWS / |  | MIC BO 3YPlan 2023_2R_2A | 20 | 2xRadio 4499 44B2/25 44B66A, |  | 2xAntenna 4pH, | [25 empty] | 70 | 2 |  | 64 | [13 empty] | 0 | 14 | [66 empty] | 2xRadio 4499 44B2/25 44B66A, 2xAntenna 4pH, | EXISTING SITE 3G 850/LTE 700/ L:ABC-> INST : LTE 1900 / LTE AWS / New :DFGI
145 |  | RO 2022 H1 New Sites | Proyecto Millicom Bolivia 3YPlan 2023 | LPAS | La Pascana | In Services | -17.892 | -63.0809 | Urbano | - | - | Santa Cruz | 45 | Selfsupported | Enclosure 6150 | - | 0 | 3 | 0 | 0 | 2 | 0 | 0 | 0 | 5 |  | 1 BB 6630 WL | N/A | 0 | N/A | 0 | N/A | 3 R 2219 B5 | 3 | 1 BB 6630 WL | 1 | RBS 6630 | N/A | 0 | N/A | 0 | N/A | 2 R 4478 B12A | 2 | 0 BB 6630 WL | 0 | RBS 6630 | N/A | 0 | N/A | 0 | N/A | N/A | 0 | N/A | 0 | N/A | N/A | 0 | N/A | 0 | N/A | 5 |  |  |  | PRIO 1 - 2023 | WL |  |  | #N/A | 0 | 0 | 0 | 3 | 0 | 0 |  | 3 | 5 |  | 0 | 0 | 3 | 0 | 0 | 0 | 0 | 3 | #N/A | #N/A | #N/A | 8 | 0 | 0 | Keep BB 6630 | N/A |  | Keep BB 6630 WL | WL-01 | - |  | 0 | [6 empty] | INST : LTE 1900 / LTE AWS / |  | MIC BO 3YPlan 2023_3R_3A | 27 | 3xRadio 4499 44B2/25 44B66A, |  | 3xAntenna 4pH, | [25 empty] | 70 | 3 |  | 64 | [13 empty] | 0 | 14 | [66 empty] | 3xRadio 4499 44B2/25 44B66A, 3xAntenna 4pH, | #N/A
146 |  | RO 2022 H1 New Sites | Proyecto Millicom Bolivia 3YPlan 2023 | LMCT | Las Madrecitas Cotoca | In Services | -17.7688 | -62.9755 | Urbano | - | - | Santa Cruz | 40 | Selfsupported | Enclosure 6150 | - | 0 | 3 | 0 | 0 | 2 | 0 | 0 | 0 | 5 |  | 1 BB 6630 WL | N/A | 0 | N/A | 0 | N/A | 3 R 2219 B5 | 3 | 1 BB 6630 WL | 1 | RBS 6630 | N/A | 0 | N/A | 0 | N/A | 2 R 4478 B12A | 2 | 0 BB 6630 WL | 0 | RBS 6630 | N/A | 0 | N/A | 0 | N/A | N/A | 0 | N/A | 0 | N/A | N/A | 0 | N/A | 0 | N/A | 5 |  |  |  | PRIO 1 - 2023 | WL |  |  | #N/A | 0 | 0 | 0 | 3 | 0 | 0 |  | 3 | 5 |  | 0 | 0 | 3 | 0 | 0 | 0 | 0 | 3 | #N/A | #N/A | #N/A | 8 | 0 | 0 | Keep BB 6630 | N/A |  | Keep BB 6630 WL | WL-01 | - |  | 0 | [6 empty] | INST : LTE 1900 / LTE AWS / |  | MIC BO 3YPlan 2023_3R_3A | 27 | 3xRadio 4499 44B2/25 44B66A, |  | 3xAntenna 4pH, | [25 empty] | 70 | 3 |  | 59 | [13 empty] | 0 | 14 | [66 empty] | 3xRadio 4499 44B2/25 44B66A, 3xAntenna 4pH, | #N/A
147 |  | RO 2022 H1 New Sites | Proyecto Millicom Bolivia 3YPlan 2023 | PMR7 | Palmira 7 | In Services | -17.876 | -63.1856 | Urbano | - | - | Santa Cruz | 25 | Selfsupported | Enclosure 6150 | - | 0 | 3 | 0 | 0 | 2 | 0 | 0 | 0 | 5 |  | 1 BB 6630 WL | N/A | 0 | N/A | 0 | N/A | 3 R 2219 B5 | 3 | 1 BB 6630 WL | 1 | RBS 6630 | N/A | 0 | N/A | 0 | N/A | 2 R 4478 B12A | 2 | 0 BB 6630 WL | 0 | RBS 6630 | N/A | 0 | N/A | 0 | N/A | N/A | 0 | N/A | 0 | N/A | N/A | 0 | N/A | 0 | N/A | 5 |  |  |  | PRIO 1 - 2023 | WL |  |  | #N/A | 0 | 0 | 0 | 3 | 0 | 0 |  | 3 | 5 |  | 0 | 0 | 3 | 0 | 0 | 0 | 0 | 3 | #N/A | #N/A | #N/A | 8 | 0 | 0 | Keep BB 6630 | N/A |  | Keep BB 6630 WL | WL-01 | - |  | 0 | [6 empty] | INST : LTE 1900 / LTE AWS / |  | MIC BO 3YPlan 2023_3R_3A | 27 | 3xRadio 4499 44B2/25 44B66A, |  | 3xAntenna 4pH, | [25 empty] | 50 | 3 |  | 42 | [13 empty] | 0 | 14 | [66 empty] | 3xRadio 4499 44B2/25 44B66A, 3xAntenna 4pH, | #N/A
148 |  | RO 2022 H1 New Sites | Proyecto Millicom Bolivia 3YPlan 2023 | LCS2 | La Casona 2 | In Services | -17.7845 | -63.089 | Urbano | - | - | Santa Cruz | 40 | Selfsupported | Enclosure 6150 | - | 0 | 3 | 0 | 0 | 2 | 0 | 0 | 0 | 5 |  | 1 BB 6630 WL | N/A | 0 | N/A | 0 | N/A | 3 R 2219 B5 | 3 | 1 BB 6630 WL | 1 | RBS 6630 | N/A |  | N/A |  | N/A | 2 R 4478 B12A | 2 | 0 BB 6630 WL | 0 | RBS 6630 | N/A | 0 | N/A | 0 | N/A | N/A | 0 | N/A | 0 | N/A | N/A | 0 | N/A | 0 | N/A | 5 | En Proceso | Brian |  | PRIO 1 - 2023 | WL |  |  | WL-01-Exp. LTE (EFHI) ; | 0 | 0 | 0 | 2 | 0 | 0 |  | 2 | 5 |  | 0 | 0 | 2 | 0 | 0 | 0 | 0 | 2 | Exp. LTE (EFHI) ; | ABC | EFHI | 1 | 0 | 0 | Keep BB 6630 | N/A |  | Keep BB 6630 WL | WL-01 | - |  | 0 | [6 empty] | INST : LTE 1900 / LTE AWS / |  | MIC BO 3YPlan 2023_2R_2A | 20 | 2xRadio 4499 44B2/25 44B66A, |  | 2xAntenna 4pH, | [25 empty] | 70 | 2 |  | 59 | [13 empty] | 0 | 14 | [66 empty] | 2xRadio 4499 44B2/25 44B66A, 2xAntenna 4pH, | EXISTING SITE 3G 850/LTE 700/ L:ABC-> INST : LTE 1900 / LTE AWS / New :EFHI
149 |  | RO 2022 H1 New Sites | Proyecto Millicom Bolivia 3YPlan 2023 | URP | Urb. Paraiso | In Services | -18.0005 | -67.1271 | Urbano | - | - | Oruro | 25 | Selfsupported | Enclosure 6150 | - | 0 | 3 | 0 | 0 | 2 | 0 | 0 | 0 | 5 |  | 1 BB 6630 WL | N/A | 0 | N/A | 0 | N/A | 3 R 2219 B5 | 3 | 1 BB 6630 WL | 1 | RBS 6630 | N/A |  | N/A |  | N/A | 2 R 4478 B12A | 2 | 0 BB 6630 WL | 0 | RBS 6630 | N/A | 0 | N/A | 0 | N/A | N/A | 0 | N/A | 0 | N/A | N/A | 0 | N/A | 0 | N/A | 5 |  |  |  | PRIO 1 - 2023 | WL |  |  | #N/A | 0 | 0 | 0 | 2 | 0 | 0 |  | 2 | 5 |  | 0 | 0 | 2 | 0 | 0 | 0 | 0 | 2 | #N/A | #N/A | #N/A | 8 | 0 | 0 | Keep BB 6630 | N/A |  | Keep BB 6630 WL | WL-01 | - |  | 0 | [6 empty] | INST : LTE 1900 / LTE AWS / |  | MIC BO 3YPlan 2023_2R_2A | 20 | 2xRadio 4499 44B2/25 44B66A, |  | 2xAntenna 4pH, | [25 empty] | 50 | 2 |  | 42 | [13 empty] | 0 | 14 | [66 empty] | 2xRadio 4499 44B2/25 44B66A, 2xAntenna 4pH, | #N/A
150 |  | RO 2022 H1 New Sites | Proyecto Millicom Bolivia 3YPlan 2023 | EME | El Meson | In Services | -17.9333 | -63.1049 | Rural | - | - | Santa Cruz | 40 | Selfsupported | Enclosure 6150 | - | 0 | 3 | 0 | 0 | 2 | 0 | 0 | 0 | 5 |  | 1 BB 6630 WL | N/A | 0 | N/A | 0 | N/A | 3 R 2219 B5 | 3 | 1 BB 6630 WL | 1 | RBS 6630 | N/A |  | N/A |  | N/A | 2 R 4478 B12A | 2 | 0 BB 6630 WL | 0 | RBS 6630 | N/A | 0 | N/A | 0 | N/A | N/A | 0 | N/A | 0 | N/A | N/A | 0 | N/A | 0 | N/A | 5 |  |  |  | PRIO 1 - 2023 | WL |  |  | #N/A | 0 | 0 | 0 | 2 | 0 | 0 |  | 2 | 5 |  | 0 | 0 | 2 | 0 | 0 | 0 | 0 | 2 | #N/A | #N/A | #N/A | 8 | 0 | 0 | Keep BB 6630 | N/A |  | Keep BB 6630 WL | WL-01 | - |  | 0 | [6 empty] | INST : LTE 1900 / LTE AWS / |  | MIC BO 3YPlan 2023_2R_2A | 20 | 2xRadio 4499 44B2/25 44B66A, |  | 2xAntenna 4pH, | [25 empty] | 70 | 2 |  | 59 | [13 empty] | 0 | 14 | [66 empty] | 2xRadio 4499 44B2/25 44B66A, 2xAntenna 4pH, | #N/A
151 |  | Swap Oruro & Potosí 2021 | Proyecto Millicom Bolivia 3YPlan 2023 | AVG | Av. Velasco Galvarro | In Services | -17.9898 | -67.1096 | - | - | - | Oruro | 25 | Selfsupported | Enclosure 6150 |  | 0 | 0 | 3 | 0 | 2 | 2 | 0 | 1 | 8 |  | 1 BB 6630 GWL | 3 R 2219 B5 | 3 | 1 BB 6630 GWL | 1 | RBS 6630 | 0 2219 B5 | 0 | 0 BB 6630 GWL | 1 | RBS 6630 | N/A | 0 | N/A | 1 | N/A | 2 R 4449 B5 B12A | 2 | 0 BB 6630 GWL | 0 | RBS 6630 | 2 R 4499 B2B25B66A | 2 | N/A | 0 | N/A | N/A | 0 | N/A | 0 | N/A | 1 R 4499 B2B25B66A | 1 | 0 BB 6630 GWL | 0 | RBS 6630 | 8 |  |  |  | PRIO 1 - 2023 | GWL |  |  | GWL-01-Mod. 850 (2) ; Exp. LTE (HI) ; | 0 | 0 | 0 | 0 | 0 | 0 |  | 0 | 8 |  | 0 | 0 | 0 | 0 | 0 | 0 | 0 | 0 | Mod. 850 (2) ; Exp. LTE (HI) ; | ABCDEFG | HI(2) | 1 | 0 | 0 | Keep BB 6630 | N/A |  | Keep BB 6630 GWL | GWL-01 | - |  | 0 | [6 empty] | INST : Mod. 850 / LTE 1900 / |  | MIC BO 3YPlan 2023 | 4 | [28 empty] | 50 | 0 |  | 42 | [13 empty] | 0 | 14 | [67 empty] | EXISTING SITE MIXMODE 850/LTE 700/AWS/LTE AWS&1900/ L:ABCDEFG-> INST : Mod. 850 / LTE 1900 / New :HI(2)
152 |  | Swap Oruro & Potosí 2021 | Proyecto Millicom Bolivia 3YPlan 2023 | CCM | Calle Camacho | In Services | -17.9661 | -67.1159 | - | - | - | Oruro | 15 | Monopolo | Enclosure 6150 |  | 0 | 0 | 3 | 0 | 1 | 2 | 0 | 1 | 7 |  | 1 BB 6630 GW-1 BB 6630 L | 3 R 2219 B5 | 3 | 1 BB 6630 GW | 1 | RBS 6630 | 0 2219 B5 | 0 | 0 BB 6630 GW | 2 | RBS 6630 | N/A | 0 | N/A | 2 | N/A | 1 R 4449 B5 B12A | 1 | 1 BB 6630 L | 1 | RBS 6630 | 2 R 4499 B2B25B66A | 2 | 0 BB 6630 L | 0 | N/A | N/A | 0 | N/A | 0 | N/A | 1 R 4499 B2B25B66A | 1 | 0 BB 6630 L | 0 | RBS 6630 | 7 |  |  |  | 2023 | GWL |  |  | L-01-Mod. 850 (2-3) ; Exp. LTE (GH) ; Sectorizar (FI) | 0 | 0 | 0 | 0 | 0 | 0 |  | 0 | 7 |  | 0 | 0 | 0 | 0 | 0 | 1 | 0 | 1 | Mod. 850 (2-3) ; Exp. LTE (GH) ; Sectorizar (FI) | CDEFI | GH(2-3) | 4 | 0 | 0 | Keep BB 6630 | N/A |  | Keep BB 6630 L | L-01 | - |  | 0 | [6 empty] | INST : Mod. 850 / LTE 1900 / Sectorize AWS&1900 / |  | MIC BO 3YPlan 2023_1A | 3 |  |  | 1xTwin Beam Antenna, | [25 empty] | 30 | 0 |  | 31 | [13 empty] | 0 | 14 | [66 empty] | 1xTwin Beam Antenna, | EXISTING SITE MIXMODE 850/LTE 700/AWS/LTE AWS&1900/ L:CDEFI-> INST : Mod. 850 / LTE 1900 / Sectorize AWS&1900 / New :GH(2-3)
153 |  | Swap Oruro & Potosí 2021 | Proyecto Millicom Bolivia 3YPlan 2023 | CDM | Casa de La Moneda | In Services | -19.5887 | -65.7538 | - | - | - | Potosi | 6 | Monopolo | Enclosure 6150 |  | 0 | 3 | 0 | 0 | 0 | 2 | 0 | 0 | 5 |  | 1 BB 6630 WL | N/A | 0 | N/A | 0 | N/A | 3 R 2219 B5 | 3 | 1 BB 6630 WL | 1 | RBS 6630 | N/A | 0 | N/A | 1 | N/A | N/A | 0 | N/A | 0 | N/A | 2 R 4415 B66A | 2 | 0 BB 6630 WL | 0 | RBS 6630 | N/A | 0 | N/A | 0 | N/A | N/A | 0 | N/A | 0 | N/A | 5 |  |  |  | 2023 | WL |  |  | WL-01-Mod. 850 (3) ; Exp. LTE (I) ; | 0 | 1 | 0 | 0 | 0 | 0 |  | 1 | 5 |  | 0 | 0 | 1 | 0 | 0 | 0 | 0 | 1 | Mod. 850 (3) ; Exp. LTE (I) ; | DF | I(3) | 3 | 0 | 0 | Keep BB 6630 | N/A |  | Keep BB 6630 WL | WL-01 | - |  | 0 | [6 empty] | INST : Mod. 850 / LTE 1900 / |  | MIC BO 3YPlan 2023_1R_1A | 9 | 1xRadio 4415 B2/25, |  | 1xAntenna 4pH, | [25 empty] | 30 | 1 |  | 21 | [13 empty] | 0 | 14 | [66 empty] | 1xRadio 4415 B2/25, 1xAntenna 4pH, | EXISTING SITE 3G 850/AWS/ L:DF-> INST : Mod. 850 / LTE 1900 / New :I(3)
154 |  | Swap Oruro & Potosí 2021 | Proyecto Millicom Bolivia 3YPlan 2023 | HBO | Hotel Bolivia | In Services | -17.9625 | -67.1039 | - | - | - | Oruro | 6 | Monopolo | Enclosure 6150 |  | 0 | 0 | 3 | 0 | 0 | 3 | 0 | 0 | 6 |  | 1 BB 6630 GW-1 BB 6630 L | 3 R 2219 B5 | 3 | 1 BB 6630 GW | 1 | RBS 6630 | 0 2219 B5 | 0 | 0 BB 6630 GW | 2 | RBS 6630 | N/A | 0 | N/A | 2 | N/A | N/A | 0 | N/A | 0 | N/A | 3 R 4415 B66A | 3 | 1 BB 6630 L | 1 | RBS 6630 | N/A | 0 | N/A | 0 | N/A | N/A | 0 | N/A | 0 | N/A | 6 |  |  |  | 2023 | GWL |  |  | L-01-Mod. 850 (2-3) ; Exp. LTE (GHI) ; | 0 | 3 | 0 | 0 | 0 | 0 |  | 3 | 6 |  | 0 | 0 | 3 | 0 | 0 | 0 | 0 | 3 | Mod. 850 (2-3) ; Exp. LTE (GHI) ; | DEF | GHI(2-3) | 5 | 0 | 0 | Keep BB 6630 | N/A |  | Keep BB 6630 L | L-01 | - |  | 0 | [6 empty] | INST : Mod. 850 / LTE 1900 / |  | MIC BO 3YPlan 2023_3R_3A | 27 | 3xRadio 4415 B2/25, |  | 3xAntenna 4pH, | [25 empty] | 30 | 3 |  | 21 | [13 empty] | 0 | 14 | [66 empty] | 3xRadio 4415 B2/25, 3xAntenna 4pH, | EXISTING SITE MIXMODE 850/AWS/ L:DEF-> INST : Mod. 850 / LTE 1900 / New :GHI(2-3)
155 |  | Swap Oruro & Potosí 2021 | Proyecto Millicom Bolivia 3YPlan 2023 | MBA | Mercado Abasto | In Services | -19.5747 | -65.7544 | - | - | - | Potosi | 6 | Monopolo | Enclosure 6150 |  | 0 | 0 | 3 | 0 | 0 | 3 | 0 | 0 | 6 |  | 1 BB 6630 GWL | 3 R 2219 B5 | 3 | 1 BB 6630 GWL | 1 | RBS 6630 | 0 2219 B5 | 0 | 0 BB 6630 GWL | 1 | RBS 6630 | N/A | 0 | N/A | 1 | N/A | N/A | 0 | N/A | 0 | N/A | 3 R 4415 B66A | 3 | 0 BB 6630 GWL | 0 | RBS 6630 | N/A | 0 | N/A | 0 | N/A | N/A | 0 | N/A | 0 | N/A | 6 |  |  |  | 2023 | GWL |  |  | GWL-01-Mod. 850 (3) ; Exp. LTE (GHI) ; | 0 | 3 | 0 | 0 | 0 | 0 |  | 3 | 6 |  | 0 | 0 | 3 | 0 | 0 | 0 | 0 | 3 | Mod. 850 (3) ; Exp. LTE (GHI) ; | DEF | GHI(3) | 3 | 0 | 0 | Keep BB 6630 | N/A |  | Keep BB 6630 GWL | GWL-01 | - |  | 0 | [6 empty] | INST : Mod. 850 / LTE 1900 / |  | MIC BO 3YPlan 2023_3R_3A | 27 | 3xRadio 4415 B2/25, |  | 3xAntenna 4pH, | [25 empty] | 30 | 3 |  | 21 | [13 empty] | 0 | 14 | [66 empty] | 3xRadio 4415 B2/25, 3xAntenna 4pH, | EXISTING SITE MIXMODE 850/AWS/ L:DEF-> INST : Mod. 850 / LTE 1900 / New :GHI(3)
156 |  | Swap Oruro & Potosí 2021 | Proyecto Millicom Bolivia 3YPlan 2023 | POT3 | Potosi Urbano | In Services | -19.581 | -65.7733 | Urbano | Villa Imperial | Tomás Frías | Potosi | 40 | Selfsupported | Enclosure 6150 | - | 0 | 0 | 3 | 0 | 0 | 3 | 0 | 0 | 6 |  | 1 BB 6630 GW-1 BB 6630 L | 3 R 2219 B5 | 3 | 1 BB 6630 GW | 1 | RBS 6630 | 0 2219 B5 | 0 | 0 BB 6630 GW | 2 | RBS 6630 | N/A | 0 | N/A | 2 | N/A | N/A | 0 | N/A | 0 | N/A | 3 R 4415 B66A | 3 | 1 BB 6630 L | 1 | RBS 6630 | N/A | 0 | N/A | 0 | N/A | N/A | 0 | N/A | 0 | N/A | 6 |  |  |  | PRIO 1 - 2023 | GWL |  |  | L-01-Mod. 850 (3) ; Exp. LTE (GHI) ; | 0 | 3 | 0 | 0 | 0 | 0 |  | 3 | 6 |  | 0 | 0 | 3 | 0 | 0 | 0 | 3 | 6 | Mod. 850 (3) ; Exp. LTE (GHI) ; | DEF | GHI(3) | 3 | 0 | 0 | Keep BB 6630 | N/A |  | Keep BB 6630 L | L-01 | - |  | 0 | [6 empty] | INST : Mod. 850 / LTE 1900 / |  | MIC BO 3YPlan 2023_3R_6A | 2 | 3xRadio 4415 B2/25, |  | 3xAntenna 4pH, 3xAntena 80010767, | [13 empty] | 6 | [5 empty] | 12 |  |  |  | 3 |  | 70 | 3 |  | 59 | [13 empty] | 0 | 14 | [66 empty] | 3xRadio 4415 B2/25, 3xAntenna 4pH, 3xAntena 80010767, | EXISTING SITE MIXMODE 850/AWS/ L:DEF-> INST : Mod. 850 / LTE 1900 / New :GHI(3)
157 |  | Swap Oruro & Potosí 2021 | Proyecto Millicom Bolivia 3YPlan 2023 | SRQ | San Roque | In Services | -19.5785 | -65.7501 | - | - | - | Potosi | 10 | Selfsupported | Enclosure 6150 |  | 0 | 0 | 3 | 0 | 0 | 3 | 0 | 0 | 6 |  | 1 BB 6630 GWL | 3 R 2219 B5 | 3 | 1 BB 6630 GWL | 1 | RBS 6630 | 0 2219 B5 | 0 | 0 BB 6630 GWL | 1 | RBS 6630 | N/A | 0 | N/A | 1 | N/A | N/A | 0 | N/A | 0 | N/A | 3 R 4415 B66A | 3 | 0 BB 6630 GWL | 0 | RBS 6630 | N/A | 0 | N/A | 0 | N/A | N/A | 0 | N/A | 0 | N/A | 6 |  |  |  | PRIO 1 - 2023 | GWL |  |  | GWL-01-Mod. 850 (3) ; Exp. LTE (GHI) ; | 0 | 3 | 0 | 0 | 0 | 0 |  | 3 | 6 |  | 0 | 0 | 3 | 0 | 0 | 0 | 3 | 6 | Mod. 850 (3) ; Exp. LTE (GHI) ; | DEF | GHI(3) | 3 | 0 | 0 | Keep BB 6630 | N/A |  | Keep BB 6630 GWL | GWL-01 | - |  | 0 | [6 empty] | INST : Mod. 850 / LTE 1900 / |  | MIC BO 3YPlan 2023_3R_6A | 2 | 3xRadio 4415 B2/25, |  | 3xAntenna 4pH, 3xAntena 80010767, | [13 empty] | 6 | [5 empty] | 12 |  |  |  | 3 |  | 30 | 3 |  | 25 | [13 empty] | 0 | 14 | [66 empty] | 3xRadio 4415 B2/25, 3xAntenna 4pH, 3xAntena 80010767, | EXISTING SITE MIXMODE 850/AWS/ L:DEF-> INST : Mod. 850 / LTE 1900 / New :GHI(3)
158 |  | Swap Oruro & Potosí 2021 | Proyecto Millicom Bolivia 3YPlan 2023 | UMI | Urb. Sierra Mier | In Services | -17.9353 | -67.1123 | - | - | - | Oruro | 25 | Selfsupported | Enclosure 6150 |  | 0 | 3 | 0 | 0 | 0 | 2 | 0 | 0 | 5 |  | 1 BB 6630 WL | N/A | 0 | N/A | 0 | N/A | 3 R 2219 B5 | 3 | 1 BB 6630 WL | 1 | RBS 6630 | N/A | 0 | N/A | 1 | N/A | N/A | 0 | N/A | 0 | N/A | 2 R 4415 B66A | 2 | 0 BB 6630 WL | 0 | RBS 6630 | N/A | 0 | N/A | 0 | N/A | N/A | 0 | N/A | 0 | N/A | 5 |  |  |  | 2023 | WL |  |  | WL-01-Mod. 850 (1) ; Exp. LTE (G) ; | 0 | 1 | 0 | 0 | 0 | 0 |  | 1 | 5 |  | 0 | 0 | 1 | 0 | 0 | 0 | 0 | 1 | Mod. 850 (1) ; Exp. LTE (G) ; | DE | G(1) | 2 | 0 | 0 | Keep BB 6630 | N/A |  | Keep BB 6630 WL | WL-01 | - |  | 0 | [6 empty] | INST : Mod. 850 / LTE 1900 / |  | MIC BO 3YPlan 2023_1R_1A | 9 | 1xRadio 4415 B2/25, |  | 1xAntenna 4pH, | [25 empty] | 50 | 1 |  | 42 | [13 empty] | 0 | 14 | [66 empty] | 1xRadio 4415 B2/25, 1xAntenna 4pH, | EXISTING SITE 3G 850/AWS/ L:DE-> INST : Mod. 850 / LTE 1900 / New :G(1)
159 |  | RO 2022 H1 New Sites | Proyecto Millicom Bolivia 3YPlan 2023 | VSM | Villa San Marcos (Alto Potosí) | In Services | -19.5956 | -65.7283 | Urban | Villa Imperial | Cercado | Potosi | 25 | Selfsupported | Enclosure 6150 | - | 0 | 3 | 0 | 0 | 2 | 0 | 0 | 0 | 5 |  | 1 BB 6630 WL | N/A | 0 | N/A | 0 | N/A | 3 R 2219 B5 W | 3 | 1 BB 6630 WL | 1 | RBS 6630 | N/A | 0 | N/A | 0 | N/A | 2 R 4478 B12A | 2 | 0 BB 6630 WL | 0 | RBS 6630 | N/A | 0 | N/A | 0 | N/A | N/A | 0 | N/A | 0 | N/A | N/A | 0 | N/A | 0 | N/A | 5 | En Proceso | Brian |  | PRIO 1 - 2023 | WL |  |  | WL-01-Exp. LTE (DFGI) ; | 0 | 0 | 0 | 2 | 0 | 0 |  | 2 | 5 |  | 0 | 0 | 2 | 0 | 0 | 0 | 0 | 2 | Exp. LTE (DFGI) ; | ABC | DFGI | 3 | 0 | 0 | Keep BB 6630 | N/A |  | Keep BB 6630 WL | WL-01 | - |  | 0 | [6 empty] | INST : LTE 1900 / LTE AWS / |  | MIC BO 3YPlan 2023_2R_2A | 20 | 2xRadio 4499 44B2/25 44B66A, |  | 2xAntenna 4pH, | [25 empty] | 50 | 2 |  | 42 | [13 empty] | 0 | 14 | [66 empty] | 2xRadio 4499 44B2/25 44B66A, 2xAntenna 4pH, | EXISTING SITE 3G 850/LTE 700/ L:ABC-> INST : LTE 1900 / LTE AWS / New :DFGI
160 |  |  | Proyecto Millicom Bolivia 3YPlan 2023 | MLBR | MicroRBS Mall Las Brisas | In Services | -17.7492 | -63.1761 | Urban | Santa Cruz de la Sierra | Santa Cruz de la Sierra | Santa Cruz | 3 | Pared | Micro BTS | - | 0 | 0 | 0 | 0 | 0 | 1 | 0 | 0 | 1 |  | 1 RBS 6502 | N/A | 0 | N/A | 0 | N/A | N/A | 0 | N/A | 0 | N/A | N/A | 0 | N/A | 0 | N/A | N/A | 0 | N/A | 0 | N/A | 1 R 2203 B66A | 1 | 1 RBS 6502 | 1 | RBS 6502 | N/A | 0 | N/A | 0 | N/A | N/A | 0 | N/A | 0 | N/A | 1 |  |  |  | 2023 | L |  |  | L-01-Mod. 850 (1) ; Exp. LTE (G) ; MIMO4 LTE (D) ; | 1 | 0 | 0 | 1 | 0 | 0 |  | 2 | 1 |  | 0 | 0 | 1 | 0 | 0 | 0 | 0 | 1 | Mod. 850 (1) ; Exp. LTE (G) ; MIMO4 LTE (D) ; | D | G(1) | 2 | 1 | 0 | Baseband 6631 | N/A |  | Baseband 6631 L | L-01 | - |  | 0 | [6 empty] | INST : Mod. 850 / LTE 1900 / |  | MIC BO 3YPlan 2023_1BB_2R_1A | 6 | 1xBaseband 6631, 1xRadio 2219 B5, 1xRadio 4499 44B2/25 44B66A, |  | 1xAntenna 4pH, | [25 empty] | 30 | 2 |  | 17 | [13 empty] | 0 | 14 | [66 empty] | 1xBaseband 6631, 1xRadio 2219 B5, 1xRadio 4499 44B2/25 44B66A, 1xAntenna 4pH, | EXISTING SITE AWS/ L:D-> INST : Mod. 850 / LTE 1900 / New :G(1)
161 | RO 2021 - LTE Capacity H2/ / Refarming 1900 2019/High Load Cells_Only F1 | 0 | Proyecto Millicom Bolivia 3YPlan 2023 | MON4 | Montero IV | In Services | -17.3316 | -63.2339 | Urban | Montero | Obispo Santisteban | Santa Cruz | 60 | Selfsupported | Enclosure 6150 | - | 0 | 3 | 0 | 0 | 3 | 3 | 3 | 0 | 12 |  | 1 BB 5216 W-1 BB 6630 L | N/A | 0 | N/A | 0 | N/A | 3 RRUS 01B5 W | 3 | 1 BB 5216 W | 1 | RBS 6601 | N/A | 0 | N/A | 0 | N/A | 3 R 4478 B12A | 3 | 1 BB 6630 L | 1 | RBS 6630 | 3 RRUS 32 B4 | 3 | 0 BB 6630 L | 0 | RBS 6630 | 3 R 2217B2 | 3 | 0 BB 6630 L | 0 | RBS 6630 | 0 | 0 | 0 | 0 | 0 | 12 |  |  |  | 2024 | WL |  |  | -Mod. 850 (1-2-3) ; AAS FDD (EH) ; Sectorizar (DFGI) | 3 | 2 | 0 | 0 | 0 | 1 |  | 6 | 12 |  | 0 | 0 | 0 | 0 | 0 | 2 | 0 | 2 | Mod. 850 (1-2-3) ; AAS FDD (EH) ; Sectorizar (DFGI) | ABCDEFGHI | (1-2-3) | 9 | 0 | 1 |  | Baseband 6651 | [12 empty] | INST : Mod. 850 / Sectorize AWS&1900 / AAS FDD AWS&1900 / |  | MIC BO 3YPlan 2023_1BB_6R_2A | 11 | 1xBaseband 6651, 3xRadio 2219 B5, 2xRadio 4415 B2/25, 1xRadio AAS B25/B66, |  | 2xTwin Beam Antenna, | [25 empty] | 100 | 6 |  | 81 | [81 empty] | 1xBaseband 6651, 3xRadio 2219 B5, 2xRadio 4415 B2/25, 1xRadio AAS B25/B66, 2xTwin Beam Antenna,
162 | / LTE RO 2020 Capacity H2 - 1900Mhz | 0 | Proyecto Millicom Bolivia 3YPlan 2023 | CAA | Campana | In Services | -17.8262 | -63.1223 | Urban | Santa Cruz de la Sierra | Andres Ibanez | Santa Cruz | 40 | Selfsupported | PBC6200 | - | 3 | 3 | 0 | 3 | 3 | 3 | 0 | 0 | 15 |  | 1 DUG 20 01-1 DUW 31 01-1 DUW 31 01-1 DUS 31 01 | 3 RRUS 12 B5 G | 3 | 1 DUG 20 01 | 1 | RBS 6601 | 3 RRUS 01 B5 W | 3 | 1 DUW 31 01 | 1 | RBS 6601 | 3 RRUS 01 B2 W | 3 | 1 DUW 31 01 | 1 | RBS 6601 | 3 RRUS 11 B12 | 3 | 1 DUS 31 01 | 1 | RBS 6601 | 3 RRUS 32 B4 | 3 | 0 DUS 31 01 | 0 | RBS 6601 | N/A | 0 | N/A | 0 | N/A | 0 | 0 | 0 | 0 | 0 | 15 |  |  |  | 2024 | GWL |  |  | -Mod. 850 (1-2-3) ; Exp. LTE (G) ; AAS FDD (EFHI) ; | 3 | 1 | 0 | 0 | 0 | 2 |  | 6 | 15 |  | 0 | 0 | 1 | 0 | 0 | 0 | 0 | 1 | Mod. 850 (1-2-3) ; Exp. LTE (G) ; AAS FDD (EFHI) ; | ABCDEFHI | G(1-2-3) | 1 | 1 | 2 | Baseband 6631 | Baseband 6651 | [12 empty] | INST : Mod. 850 / LTE 1900 / AAS FDD AWS&1900 / |  | MIC BO 3YPlan 2023_3BB_6R_1A | 20 | 1xBaseband 6631, 2xBaseband 6651, 3xRadio 2219 B5, 1xRadio 4415 B2/25, 2xRadio AAS B25/B66, |  | 1xAntenna 4pH, | [25 empty] | 70 | 6 |  | 59 | [81 empty] | 1xBaseband 6631, 2xBaseband 6651, 3xRadio 2219 B5, 1xRadio 4415 B2/25, 2xRadio AAS B25/B66, 1xAntenna 4pH,
163 | RO 2021 - LTE Capacity H2/ / LTE RO 2019 Capacity H1 | 0 | Proyecto Millicom Bolivia 3YPlan 2023 | COS | Cospail | In Services | -17.8245 | -63.2289 | Urban | Santa Cruz de la Sierra | Andres Ibanez | Santa Cruz | 60 | Selfsupported | RBS6101 | RBS6101 | 3 | 3 | 0 | 0 | 3 | 3 | 3 | 0 | 15 |  | 1 DUG 20 01-1 BB 6630 W-1 BB 6630 L | 3 RRUS 12 B5 G | 3 | 1 DUG 20 01 | 1 | RBS 6101 | 3 RRUS 01B5 W | 3 | 1 BB 6630 W | 1 | RBS 6101 | N/A | 0 | N/A | 0 | N/A | 3 RRUS 11 B12 | 3 | 0 BB 6630 L | 0 | RBS6630 | 2 RRUS 11B4 ; 1 R4415B66A | 3 | 1 BB 6630 L | 1 | RBS6630 | 3 R 4415 B2/B25 | 3 | 0 BB 6630 L | 0 | RBS6630 | 0 | 0 | 0 | 0 | 0 | 15 |  |  |  | 2024 | GWL |  |  | -Mod. 850 (1-2-3) ; AAS FDD (DEGH) ; Sectorizar (FI) | 3 | 0 | 1 | 0 | 0 | 2 |  | 6 | 15 |  | 0 | 0 | 0 | 0 | 0 | 1 | 0 | 1 | Mod. 850 (1-2-3) ; AAS FDD (DEGH) ; Sectorizar (FI) | ABCDEFGHI | (1-2-3) | 8 | 0 | 2 |  | Baseband 6651 | [12 empty] | INST : Mod. 850 / Sectorize AWS&1900 / AAS FDD AWS&1900 / |  | MIC BO 3YPlan 2023_2BB_6R_1A | 19 | 2xBaseband 6651, 3xRadio 2219 B5, 1xRadio 4415 B66A, 2xRadio AAS B25/B66, |  | 1xTwin Beam Antenna, | [25 empty] | 100 | 6 |  | 81 | [81 empty] | 2xBaseband 6651, 3xRadio 2219 B5, 1xRadio 4415 B66A, 2xRadio AAS B25/B66, 1xTwin Beam Antenna,
164 | / High Load Cells_Only F1 | 0 | Proyecto Millicom Bolivia 3YPlan 2023 | AGO | 2 de Agosto | In Services | -17.7336 | -63.1423 | Urban | Santa Cruz de la Sierra | Andres Ibanez | Santa Cruz | 40 | Selfsupported | PBC6200 | - | 3 | 3 | 0 | 0 | 3 | 3 | 1 | 0 | 13 |  | 1 DUG 20 01-1 DUW 41 01-1 BB 6630 L | 3 RRUS 12 B5 G | 3 | 1 DUG 20 01 | 1 | RBS 6601_SHARE | 3 RRUS 01 B5 W | 3 | 1 DUW 41 01 | 1 | RBS 6601 | N/A | 0 | N/A | 0 | N/A | 3 RRUS 11 B12 | 3 | 1 BB 6630 L | 1 | RBS6630 | 2 RRUS 11 B4 ; 1 RRUS 32 B4 | 3 | 0 BB 6630 L | 0 | RBS6630 | 1 R 4415 B2/B25 | 1 | 0 BB 6630 L | 0 | RBS6630 | 0 | 0 | 0 | 0 | 0 | 13 |  |  |  | 2024 | GWL |  |  | -Mod. 850 (2-3) ; Exp. LTE (G) ; MIMO4 LTE (D) ; AAS FDD (EH) ; Sectorizar (FI) | 2 | 0 | 0 | 2 | 0 | 1 |  | 5 | 13 |  | 0 | 0 | 1 | 0 | 0 | 1 | 0 | 2 | Mod. 850 (2-3) ; Exp. LTE (G) ; MIMO4 LTE (D) ; AAS FDD (EH) ; Sectorizar (FI) | ABCDEFH | IG(2-3) | 1 | 0 | 1 |  | Baseband 6651 | [12 empty] | INST : Mod. 850 / LTE 1900 / Sectorize AWS&1900 / AAS FDD AWS&1900 / |  | MIC BO 3YPlan 2023_1BB_5R_2A | 17 | 1xBaseband 6651, 2xRadio 2219 B5, 2xRadio 4499 44B2/25 44B66A, 1xRadio AAS B25/B66, |  | 1xAntenna 4pH, 1xTwin Beam Antenna, | [25 empty] | 70 | 5 |  | 59 | [81 empty] | 1xBaseband 6651, 2xRadio 2219 B5, 2xRadio 4499 44B2/25 44B66A, 1xRadio AAS B25/B66, 1xAntenna 4pH, 1xTwin Beam Antenna,
165 | RO 2021 - LTE Capacity H1_119 Sitios / | 0 | Proyecto Millicom Bolivia 3YPlan 2023 | RMN | Remanso | In Services | -17.7077 | -63.1703 | Urban | Santa Cruz de la Sierra | Andres Ibanez | Santa Cruz | 40 | Selfsupported | RBS6101 | - | 3 | 3 | 0 | 0 | 0 | 3 | 3 | 0 | 12 |  | 1 BB 6630 GL-1 DUW 31 01 | 3 RRU 01 B5 | 3 | 1 BB 6630 GL | 1 | RBS 6601_SHARE | 3 RRUS 01 B5 | 3 | 1 DUW 31 01 | 1 | RBS6601 | N/A | 0 | N/A | 0 | N/A | N/A | 0 | N/A | 0 | N/A | 3 RRUS 11 B4 | 3 | 0 BB 6630 GL | 0 | RBS6601_SHARE | 3 R 4415 B2/B25 | 3 | 0 BB 6630 GL | 0 | RBS 6630 | 0 | 0 | 0 | 0 | 0 | 12 |  |  |  | 2024 | GWL |  |  | -Mod. 850 (1-2-3) ; AAS FDD (DEGH) ; Sectorizar (FI) | 3 | 0 | 1 | 0 | 0 | 2 |  | 6 | 12 |  | 0 | 0 | 0 | 0 | 0 | 1 | 0 | 1 | Mod. 850 (1-2-3) ; AAS FDD (DEGH) ; Sectorizar (FI) | DEFGHI | (1-2-3) | 8 | 0 | 2 |  | Baseband 6651 | [12 empty] | INST : Mod. 850 / Sectorize AWS&1900 / AAS FDD AWS&1900 / |  | MIC BO 3YPlan 2023_2BB_6R_1A | 19 | 2xBaseband 6651, 3xRadio 2219 B5, 1xRadio 4415 B66A, 2xRadio AAS B25/B66, |  | 1xTwin Beam Antenna, | [25 empty] | 70 | 6 |  | 59 | [81 empty] | 2xBaseband 6651, 3xRadio 2219 B5, 1xRadio 4415 B66A, 2xRadio AAS B25/B66, 1xTwin Beam Antenna,
166 | / LTE RO 2020 Capacity H1 - 1900Mhz | 0 | Proyecto Millicom Bolivia 3YPlan 2023 | PQI2 | Parque Industrial II | In Services | -17.7623 | -63.1427 | Urban | Santa Cruz de la Sierra | Andres Ibanez | Santa Cruz | 50 | Selfsupported | PBC6200 | - | 3 | 3 | 0 | 0 | 3 | 3 | 3 | 0 | 15 |  | 1 DUG 20 01-1 DUW 31 01-1 DUS 31 02 | 3 RRU 12 B5 | 3 | 1 DUG 20 01 | 1 | RBS 6601_SHARE | 3 RRU 01 B5 | 3 | 1 DUW 31 01 | 1 | RBS6601_SHARE | N/A | 0 | N/A | 0 | N/A | 3 RRUS 11 B12 | 3 | 1 DUS 31 02 | 1 | RBS6601_SHARE | 3 RRU 11 B4 | 3 | 0 DUS 31 02 | 0 | RBS6601_SHARE | 3 R 2217B2 | 3 | 0 DUS 31 02 | 0 | RBS6601_SHARE | 0 | 0 | 0 | 0 | 0 | 15 |  |  |  | 2024 | GWL |  |  | -Mod. 850 (1-2-3) ; AAS FDD (DEFGHI) ; | 3 | 0 | 0 | 0 | 0 | 3 |  | 6 | 15 |  | 0 | 0 | 0 | 0 | 0 | 0 | 0 | 0 | Mod. 850 (1-2-3) ; AAS FDD (DEFGHI) ; | ABCDEFGHI | (1-2-3) | 26 | 1 | 2 | Baseband 6631 | Baseband 6651 | [12 empty] | INST : Mod. 850 / AAS FDD AWS&1900 / |  | MIC BO 3YPlan 2023_3BB_6R | 9 | 1xBaseband 6631, 2xBaseband 6651, 3xRadio 2219 B5, 3xRadio AAS B25/B66, | [27 empty] | 100 | 6 |  | 70 | [81 empty] | 1xBaseband 6631, 2xBaseband 6651, 3xRadio 2219 B5, 3xRadio AAS B25/B66,
167 | / LTE RO 2020 Capacity H1 - AWS | 0 | Proyecto Millicom Bolivia 3YPlan 2023 | BOL | Bolivar | In Services | -17.7838 | -63.1773 | Urban | Santa Cruz de la Sierra | Andres Ibanez | Santa Cruz | 15 | Selfsupported | PU6210 | - | 3 | 3 | 0 | 0 | 3 | 2 | 2 | 0 | 13 |  | 1 BB 6630 GW-1 BB 6630 L | 3 RRU 12 B5 | 3 | 1 BB 6630 GW | 1 | RBS 6630 | 3 RRU 01 B5 | 3 | 0 BB 6630 GW | 0 | RBS 6630 | N/A | 0 | N/A | 0 | N/A | 3 RRUS 11 B12 | 3 | 1 BB 6630 L | 1 | RBS 6630 | 1 RRU 32 B4-1 RRU 11 B4- 1 R4415B66A | 2 | 0 BB 6630 L | 0 | RBS 6630 | 2 R 4415 B2/B25 | 2 | 0 BB 6630 L | 0 | RBS 6630 | 0 | 0 | 0 | 0 | 0 | 13 |  |  |  | 2024 | GWL |  |  | -Mod. 850 (1-2-3) ; AAS FDD (DEFGHI) ; | 3 | 0 | 0 | 0 | 0 | 3 |  | 6 | 13 |  | 0 | 0 | 0 | 0 | 0 | 0 | 0 | 0 | Mod. 850 (1-2-3) ; AAS FDD (DEFGHI) ; | ABCDEFGH | I(1-2-3) | 26 | 0 | 2 |  | Baseband 6651 | [12 empty] | INST : Mod. 850 / AAS FDD AWS&1900 / |  | MIC BO 3YPlan 2023_2BB_6R | 11 | 2xBaseband 6651, 3xRadio 2219 B5, 3xRadio AAS B25/B66, | [27 empty] | 30 | 6 |  | 31 | [81 empty] | 2xBaseband 6651, 3xRadio 2219 B5, 3xRadio AAS B25/B66,
168 | / LTE RO 2020 Capacity H2 - 1900Mhz | RO 2022 Capacity H2 | Proyecto Millicom Bolivia 3YPlan 2023 | PAR | Paragua | In Services | -17.7659 | -63.1574 | Urban | Santa Cruz de la Sierra | Andres Ibanez | Santa Cruz | 40 | Selfsupported | PBC6200 | - | 3 | 3 | 0 | 0 | 3 | 3 | 0 | 0 | 12 |  | 1 DUG 20 01-1 BB 6630 WL | 3 RRUS 12 B5 G | 3 | 1 DUG 20 01 | 1 | RBS6601 | 3 RRUS 01 B5 W | 3 | 1 BB 6630 WL | 1 | RBS6630 | N/A | 0 | N/A | 0 | N/A | 3 RRUS 11 B12 | 3 | 0 BB 6630 WL | 0 | RBS 6630 | 1 RRUS 32 B4 ; 2 Radio 4415 B66A | 3 | 0 BB 6630 WL | 0 | RBS6630 | N/A | 0 | N/A | 0 | N/A | 0 | 0 | 0 | 0 | 0 | 12 |  |  |  | 2024 | GWL |  |  | -Mod. 850 (1-3) ; Exp. LTE (E) ; AAS FDD (DFGI) ; | 2 | 0 | 0 | 0 | 0 | 2 |  | 4 | 12 |  | 0 | 0 | 0 | 0 | 0 | 0 | 0 | 0 | Mod. 850 (1-3) ; Exp. LTE (E) ; AAS FDD (DFGI) ; | ABCDEFGI | (1-3) | 1 | 0 | 2 |  | Baseband 6651 | [12 empty] | INST : Mod. 850 / LTE AWS / AAS FDD AWS&1900 / |  | MIC BO 3YPlan 2023_2BB_4R | 7 | 2xBaseband 6651, 2xRadio 2219 B5, 2xRadio AAS B25/B66, | [27 empty] | 70 | 4 |  | 59 | [81 empty] | 2xBaseband 6651, 2xRadio 2219 B5, 2xRadio AAS B25/B66,
169 | RO 2021 - LTE Capacity H2/0 | 0 | Proyecto Millicom Bolivia 3YPlan 2023 | DIC | 25 de Diciembre | In Services | -17.8154 | -63.1386 | Urban | Santa Cruz de la Sierra | Andres Ibanez | Santa Cruz | 40 | Selfsupported | PBC6200 | - | 3 | 3 | 0 | 0 | 3 | 3 | 1 | 0 | 13 |  | 1 DUG 20 01-1 DUW 31 01-1 BB 6630 L | 3 RRU 12 B5 | 3 | 1 DUG 20 01 | 1 | RBS 6601_SHARE | 3 RRU 01 B5 | 3 | 1 DUW 31 01 | 1 | RBS6601_SHARE | N/A | 0 | N/A | 0 | N/A | 3 RRUS 11 B12 | 3 | 0 BB 6630 L | 0 | RBS6630 | 2 RRUS 32 B4 ; 1 RRUS 11 B4 | 3 | 1 BB 6630 L | 1 | RBS6630 | 1 R 4415 B2/B25 | 1 | 0 BB 6630 L | 0 | RBS6630 | 0 | 0 | 0 | 0 | 0 | 13 |  |  |  | 2024 | GWL |  |  | -Mod. 850 (1-2-3) ; AAS FDD (DFGI) ; Sectorizar (EH) | 3 | 1 | 0 | 0 | 0 | 2 |  | 6 | 13 |  | 0 | 0 | 0 | 0 | 0 | 1 | 0 | 1 | Mod. 850 (1-2-3) ; AAS FDD (DFGI) ; Sectorizar (EH) | ABCDEFI | GH(1-2-3) | 16 | 0 | 2 |  | Baseband 6651 | [12 empty] | INST : Mod. 850 / Sectorize AWS&1900 / AAS FDD AWS&1900 / |  | MIC BO 3YPlan 2023_2BB_6R_1A | 19 | 2xBaseband 6651, 3xRadio 2219 B5, 1xRadio 4415 B2/25, 2xRadio AAS B25/B66, |  | 1xTwin Beam Antenna, | [25 empty] | 70 | 6 |  | 59 | [81 empty] | 2xBaseband 6651, 3xRadio 2219 B5, 1xRadio 4415 B2/25, 2xRadio AAS B25/B66, 1xTwin Beam Antenna,
170 | / High Load Cells_Only F1 | RO 2022 Capacity H2 | Proyecto Millicom Bolivia 3YPlan 2023 | MAI | Mairana | In Services | -18.1227 | -63.96 | Rural | Mairana | Florida | Santa Cruz | 60 | Selfsupported | PBC6200 | - | 3 | 3 | 0 | 0 | 3 | 1 | 0 | 1 | 11 |  | 1 DUG 20 01-1 DUW 31 01-1 BB 5212 L | 3 RRUS 12 B5 G | 3 | 1 DUG 20 01 | 1 | RBS 6601_SHARE | 3 RRUS 01 B5 W | 3 | 1 DUW 31 01 | 1 | RBS6601_SHARE | N/A | 0 | N/A | 0 | N/A | 3 RRUS 11 B12 | 3 | 1 BB 5212 L | 1 | RBS6601_SHARE | 1 RRUS 32 B4 | 1 | 0 BB 5212 L | 0 | RBS6601_SHARE | N/A | 0 | N/A | 0 | N/A | 1 R 4499 B2 B66A | 1 | 0 BB 5212 L | 0 | RBS6601_SHARE | 11 |  |  |  | 2024 | GWL |  |  | -Mod. 850 (1-2) ; Exp. LTE (H) ; MIMO4 LTE (E) ; AAS FDD (DG) ; | 2 | 0 | 0 | 1 | 0 | 1 |  | 4 | 11 |  | 0 | 0 | 1 | 0 | 0 | 0 | 0 | 1 | Mod. 850 (1-2) ; Exp. LTE (H) ; MIMO4 LTE (E) ; AAS FDD (DG) ; | ABCDEG | H(1-2) | 1 | 1 | 1 | Baseband 6631 | Baseband 6651 | [12 empty] | INST : Mod. 850 / LTE 1900 / AAS FDD AWS&1900 / |  | MIC BO 3YPlan 2023_2BB_4R_1A | 3 | 1xBaseband 6631, 1xBaseband 6651, 2xRadio 2219 B5, 1xRadio 4499 44B2/25 44B66A, 1xRadio AAS B25/B66, |  | 1xAntenna 4pH, | [25 empty] | 100 | 4 |  | 81 | [81 empty] | 1xBaseband 6631, 1xBaseband 6651, 2xRadio 2219 B5, 1xRadio 4499 44B2/25 44B66A, 1xRadio AAS B25/B66, 1xAntenna 4pH,
171 | RO 2021 - LTE Capacity H2/0 | RO 2022 Capacity H2 | Proyecto Millicom Bolivia 3YPlan 2023 | CHR | Chacarilla | In Services | -17.7725 | -63.1487 | Urban | Santa Cruz de la Sierra | Andres Ibanez | Santa Cruz | 40 | Selfsupported | PBC6200 | - | 3 | 3 | 0 | 0 | 3 | 1 | 1 | 2 | 13 |  | 1 DUG 20 01-1 DUW 31 01-1 BB 6630 L | 3 RRUS 12 B5 | 3 | 1 DUG 20 01 | 1 | RBS 6601_SHARE | 3 RRU 01 B5 | 3 | 1 DUW 31 01 | 1 | RBS 6601 | N/A | 0 | N/A | 0 | N/A | 3 RRUS 11 B12 | 3 | 0 BB 6630 L | 0 | RBS6630 | 1 RRUS 11 B4 | 1 | 1 BB 6630 L | 1 | RBS6630 | 1 R 4415 B2/B25 | 1 | 0 BB 6630 L | 0 | RBS6630 | 2 R 4499 B2B25B66A | 2 | 0 BB 6630 L | 0 | RBS6630 | 13 |  |  |  | 2024 | GWL |  |  | -Mod. 850 (1-2-3) ; Sectorizar (DEFGHI) | 3 | 0 | 1 | 0 | 0 | 0 |  | 4 | 13 |  | 0 | 0 | 0 | 0 | 0 | 3 | 0 | 3 | Mod. 850 (1-2-3) ; Sectorizar (DEFGHI) | ABCDEFGHI | (1-2-3) | 12 | 0 | 0 | [14 empty] | INST : Mod. 850 / Sectorize AWS&1900 / |  | MIC BO 3YPlan 2023_4R_3A | 10 | 3xRadio 2219 B5, 1xRadio 4415 B66A, |  | 3xTwin Beam Antenna, | [25 empty] | 70 | 4 |  | 59 | [81 empty] | 3xRadio 2219 B5, 1xRadio 4415 B66A, 3xTwin Beam Antenna,
172 | RO 2021 - LTE Capacity H1_119 Sitios / | 0 | Proyecto Millicom Bolivia 3YPlan 2023 | POZ | Los Pozos | In Services | -17.778 | -63.1769 | Urban | Santa Cruz de la Sierra | Andres Ibanez | Santa Cruz | 15 | Monopolo | PBC6200 | - | 3 | 3 | 0 | 0 | 3 | 2 | 1 | 0 | 12 |  | 1 DUG 20 01-1 DUW 31 01-1 DUS 31 01 | 3 RRUS 12 B5 G | 3 | 1 DUG 20 01 | 1 | RBS6601_SHARE | 3 RRUS 01 B5 W | 3 | 1 DUW 31 01 | 1 | RBS6601 | N/A | 0 | N/A | 0 | N/A | 3 RRUS 11 B12 | 3 | 1 DUS 31 01 | 1 | RBS6601_SHARE | 1 RRUS 32 B4 1 RRUS 11 B4 | 2 | 0 DUS 31 01 | 0 | RBS6601_SHARE | 1 R 4415 B2/B25 | 1 | 0 DUS 3101 | 0 | RBS 6601 | 0 | 0 | 0 | 0 | 0 | 12 |  |  |  | 2024 | GWL |  |  | -Mod. 850 (2-3) ; Exp. LTE (D) ; AAS FDD (EFHI) ; | 2 | 0 | 1 | 0 | 0 | 2 |  | 5 | 12 |  | 0 | 0 | 1 | 0 | 0 | 0 | 0 | 1 | Mod. 850 (2-3) ; Exp. LTE (D) ; AAS FDD (EFHI) ; | ABCEFI | HD(2-3) | 2 | 1 | 2 | Baseband 6631 | Baseband 6651 | [12 empty] | INST : Mod. 850 / LTE AWS / AAS FDD AWS&1900 / |  | MIC BO 3YPlan 2023_3BB_5R_1A | 6 | 1xBaseband 6631, 2xBaseband 6651, 2xRadio 2219 B5, 1xRadio 4415 B66A, 2xRadio AAS B25/B66, |  | 1xAntenna 4pH, | [25 empty] | 30 | 5 |  | 31 | [81 empty] | 1xBaseband 6631, 2xBaseband 6651, 2xRadio 2219 B5, 1xRadio 4415 B66A, 2xRadio AAS B25/B66, 1xAntenna 4pH,
173 | 0 | 0 | Proyecto Millicom Bolivia 3YPlan 2023 | ULM | Urb. La Madre | In Services | -17.352 | -63.2399 | Urban | Montero | Obispo Santisteban | Santa Cruz | 40 | Selfsupported | Enclosure 6150 | - | 3 | 3 | 0 | 0 | 0 | 3 | 3 | 0 | 12 |  | 1 DUG 20 01-1 DUW 31 01-1 DUS 31 02 | 3 RRU 01 B5 | 3 | 1 DUG 20 01 | 1 | RBS 6601_SHARE | 3 RRU 01 B5 | 3 | 1 DUW 31 01 | 1 | RBS6601 | N/A | 0 | N/A | 0 | N/A | N/A | 0 | N/A | 0 | N/A | 3 RRUS 32 B4 | 3 | 1 DUS 31 02 | 1 | RBS6601_SHARE | 3 R 2217B2 | 3 | 0 DUS 3101 | 0 | RBS 6601 | 0 | 0 | 0 | 0 | 0 | 12 |  |  |  | 2024 | GWL |  |  | -Mod. 850 (1-2-3) ; Exp. LTE (C) ; AAS FDD (EH) ; Sectorizar (DFGI) | 3 | 2 | 0 | 0 | 1 | 1 |  | 7 | 12 |  | 1 | 0 | 0 | 0 | 0 | 2 | 0 | 3 | Mod. 850 (1-2-3) ; Exp. LTE (C) ; AAS FDD (EH) ; Sectorizar (DFGI) | DEFGHI | C(1-2-3) | 1 | 1 | 1 | Baseband 6631 | Baseband 6651 | [12 empty] | INST : Mod. 850 / LTE 700 / Sectorize AWS&1900 / AAS FDD AWS&1900 / |  | MIC BO 3YPlan 2023_2BB_7R_3A | 3 | 1xBaseband 6631, 1xBaseband 6651, 3xRadio 2219 B5, 2xRadio 4415 B2/25, 1xRadio 4478 B12A, 1xRadio AAS B25/B66, |  | 1xAntenna 2pL, 2xTwin Beam Antenna, | [25 empty] | 70 | 7 |  | 59 | [81 empty] | 1xBaseband 6631, 1xBaseband 6651, 3xRadio 2219 B5, 2xRadio 4415 B2/25, 1xRadio 4478 B12A, 1xRadio AAS B25/B66, 1xAntenna 2pL, 2xTwin Beam Antenna,
174 | / LTE RO 2020 Capacity H2 - 1900Mhz | 0 | Proyecto Millicom Bolivia 3YPlan 2023 | ORQ | Orquideas | In Services | -17.8385 | -63.1249 | Urban | Santa Cruz de la Sierra | Andres Ibanez | Santa Cruz | 40 | Selfsupported | PBC6200 | - | 3 | 3 | 0 | 3 | 0 | 3 | 0 | 0 | 12 |  | 1 DUG 20 01-1 DUW 31 01-1 DUW 31 01-1 DUS 31 02 | 3 RRU 12 B5 | 3 | 1 DUG 20 01 | 1 | RBS 6601 | 3 RRU 01 B5 | 3 | 1 DUW 31 01 | 1 | RBS6601_SHARE | 3 RRUS 01 B2 W | 3 | 1 DUW 31 01 | 1 | RBS6601_SHARE | N/A | 0 | N/A | 0 | N/A | 3 RRU 11 B4 | 3 | 1 DUS 31 02 | 1 | RBS6601_SHARE | N/A | 0 | N/A | 0 | N/A | 0 | 0 | 0 | 0 | 0 | 12 |  |  |  | 2024 | GWL |  |  | -Mod. 850 (1-2-3) ; Exp. LTE (H) ; MIMO4 LTE (E) ; AAS FDD (DFGI) ; | 3 | 0 | 0 | 1 | 0 | 2 |  | 6 | 12 |  | 0 | 0 | 1 | 0 | 0 | 0 | 0 | 1 | Mod. 850 (1-2-3) ; Exp. LTE (H) ; MIMO4 LTE (E) ; AAS FDD (DFGI) ; | DEFGI | H(1-2-3) | 5 | 1 | 2 | Baseband 6631 | Baseband 6651 | [12 empty] | INST : Mod. 850 / LTE 1900 / AAS FDD AWS&1900 / |  | MIC BO 3YPlan 2023_3BB_6R_1A | 20 | 1xBaseband 6631, 2xBaseband 6651, 3xRadio 2219 B5, 1xRadio 4499 44B2/25 44B66A, 2xRadio AAS B25/B66, |  | 1xAntenna 4pH, | [25 empty] | 70 | 6 |  | 59 | [81 empty] | 1xBaseband 6631, 2xBaseband 6651, 3xRadio 2219 B5, 1xRadio 4499 44B2/25 44B66A, 2xRadio AAS B25/B66, 1xAntenna 4pH,
175 | RO 2021 - LTE Capacity H2/0 | 0 | Proyecto Millicom Bolivia 3YPlan 2023 | RIO | La Rioja | In Services | -17.8053 | -63.1999 | Urban | Santa Cruz de la Sierra | Andres Ibanez | Santa Cruz | 60 | Selfsupported | PBC6200 | - | 3 | 3 | 0 | 0 | 0 | 3 | 2 | 0 | 11 |  | 1 DUG 20 01-1 DUW 31 01-1 BB 6630 L | 3 RRUS 12 B5 | 3 | 1 DUG 20 01 | 1 | RBS 6601_SHARE | 3 RRU 01 B5 | 3 | 1 DUW 31 01 | 1 | RBS 6601 | N/A | 0 | N/A | 0 | N/A | N/A | 0 | N/A | 0 | N/A | 3 RRUS 11 B4 | 3 | 1 BB 6630 L | 1 | RBS 6630 | 2 R 4415 B2/B25 | 2 | 0 BB 6630 L | 0 | RBS 6630 | 0 | 0 | 0 | 0 | 0 | 11 |  |  |  | 2024 | GWL |  |  | -Mod. 850 (1-2-3) ; Exp. LTE (I) ; MIMO4 LTE (F) ; AAS FDD (DEGH) ; | 3 | 0 | 0 | 1 | 0 | 2 |  | 6 | 11 |  | 0 | 0 | 1 | 0 | 0 | 0 | 0 | 1 | Mod. 850 (1-2-3) ; Exp. LTE (I) ; MIMO4 LTE (F) ; AAS FDD (DEGH) ; | DEFGH | I(1-2-3) | 2 | 0 | 2 |  | Baseband 6651 | [12 empty] | INST : Mod. 850 / LTE 1900 / AAS FDD AWS&1900 / |  | MIC BO 3YPlan 2023_2BB_6R_1A | 19 | 2xBaseband 6651, 3xRadio 2219 B5, 1xRadio 4499 44B2/25 44B66A, 2xRadio AAS B25/B66, |  | 1xAntenna 4pH, | [25 empty] | 100 | 6 |  | 81 | [81 empty] | 2xBaseband 6651, 3xRadio 2219 B5, 1xRadio 4499 44B2/25 44B66A, 2xRadio AAS B25/B66, 1xAntenna 4pH,
176 | / LTE RO 2020 Capacity H2 - 1900Mhz | 0 | Proyecto Millicom Bolivia 3YPlan 2023 | VPI | Villa Pillin | In Services | -17.757 | -63.1559 | Urban | Santa Cruz de la Sierra | Andres Ibanez | Santa Cruz | 40 | Selfsupported | PBC6200 | - | 3 | 3 | 0 | 0 | 0 | 3 | 0 | 0 | 9 |  | 1 DUG 20 01-1 DUW3101-1 DUS 31 02 | 3 RRUS 12 B5 G | 3 | 1 DUG 20 01 | 1 | RBS6601_SHARE | 3 RRUS 01 B5 W | 3 | 1 DUW3101 | 1 | RBS 6601 | N/A | 0 | N/A | 0 | N/A | N/A | 0 | N/A | 0 | N/A | 3 RRU 11 B4 | 3 | 1 DUS 31 02 | 1 | RBS6601_SHARE | N/A | 0 | N/A | 0 | N/A | 0 | 0 | 0 | 0 | 0 | 9 |  |  |  | 2024 | GWL |  |  | -Mod. 850 (1-3) ; Exp. LTE (H) ; MIMO4 LTE (E) ; AAS FDD (DFGI) ; | 2 | 0 | 0 | 1 | 0 | 2 |  | 5 | 9 |  | 0 | 0 | 1 | 0 | 0 | 0 | 0 | 1 | Mod. 850 (1-3) ; Exp. LTE (H) ; MIMO4 LTE (E) ; AAS FDD (DFGI) ; | DEFGI | H(1-3) | 4 | 1 | 2 | Baseband 6631 | Baseband 6651 | [12 empty] | INST : Mod. 850 / LTE 1900 / AAS FDD AWS&1900 / |  | MIC BO 3YPlan 2023_3BB_5R_1A | 6 | 1xBaseband 6631, 2xBaseband 6651, 2xRadio 2219 B5, 1xRadio 4499 44B2/25 44B66A, 2xRadio AAS B25/B66, |  | 1xAntenna 4pH, | [25 empty] | 70 | 5 |  | 59 | [81 empty] | 1xBaseband 6631, 2xBaseband 6651, 2xRadio 2219 B5, 1xRadio 4499 44B2/25 44B66A, 2xRadio AAS B25/B66, 1xAntenna 4pH,
177 | / LTE RO 2020 Capacity H1 - 1900Mhz | 0 | Proyecto Millicom Bolivia 3YPlan 2023 | PLZ | Plaza | In Services | -17.7823 | -63.181 | Urban | Santa Cruz de la Sierra | Andres Ibanez | Santa Cruz | 30 | Monopolo | PBC6200 | - | 3 | 3 | 0 | 0 | 0 | 3 | 3 | 0 | 12 |  | 1 DUG 20 01-1 DUW 31 01-1 DUS 31 02 | 3 RRUS 12 B5 | 3 | 1 DUG 20 01 | 1 | RBS 6601_SHARE | 3 RRUS 01 B5 | 3 | 1 DUW 31 01 | 1 | RBS 6601 | N/A | 0 | N/A | 0 | N/A | N/A | 0 | N/A | 0 | N/A | 3 RRUS 11 B4 | 3 | 1 DUS 31 02 | 1 | RBS 6601_SHARE | 3 R 2217B2 | 3 | 0 DUS 31 02 | 0 | RBS 6601_SHARE | 0 | 0 | 0 | 0 | 0 | 12 |  |  |  | 2024 | GWL |  |  | -Mod. 850 (1-2-3) ; AAS FDD (DEFGHI) ; | 3 | 0 | 0 | 0 | 0 | 3 |  | 6 | 12 |  | 0 | 0 | 0 | 0 | 0 | 0 | 0 | 0 | Mod. 850 (1-2-3) ; AAS FDD (DEFGHI) ; | DEFGHI | (1-2-3) | 26 | 1 | 2 | Baseband 6631 | Baseband 6651 | [12 empty] | INST : Mod. 850 / AAS FDD AWS&1900 / |  | MIC BO 3YPlan 2023_3BB_6R | 9 | 1xBaseband 6631, 2xBaseband 6651, 3xRadio 2219 B5, 3xRadio AAS B25/B66, | [27 empty] | 70 | 6 |  | 48 | [81 empty] | 1xBaseband 6631, 2xBaseband 6651, 3xRadio 2219 B5, 3xRadio AAS B25/B66,
178 | / LTE RO 2020 Capacity H2 - 1900Mhz | 0 | Proyecto Millicom Bolivia 3YPlan 2023 | GPI | Guapilo | In Services | -17.7646 | -63.0848 | Urban | Santa Cruz de la Sierra | Andres Ibanez | Santa Cruz | 60 | Selfsupported | PBC6200 | - | 2 | 3 | 0 | 0 | 0 | 3 | 2 | 0 | 10 |  | 1 BB 6630 GL-1 DUW 31 01 | 2 RRUS 12 B5 | 2 | 1 BB 6630 GL | 1 | RBS 6601_SHARE | 3 RRU 01 B5 | 3 | 1 DUW 31 01 | 1 | RBS 6601 | N/A | 0 | N/A | 0 | N/A | N/A | 0 | N/A | 0 | N/A | 3 RRUS 32 B4 | 3 | 0 BB 6630 GL | 0 | RBS6601_SHARE | 2 R 4415 B2/B25 | 2 | 0 BB 6630 GL | 0 | RBS6601 | 0 | 0 | 0 | 0 | 0 | 10 |  |  |  | 2024 | GWL |  |  | -Mod. 850 (1-2-3) ; Exp. LTE (I) ; AAS FDD (EH) ; Sectorizar (DG) | 3 | 1 | 0 | 0 | 0 | 1 |  | 5 | 10 |  | 0 | 0 | 1 | 0 | 0 | 1 | 0 | 2 | Mod. 850 (1-2-3) ; Exp. LTE (I) ; AAS FDD (EH) ; Sectorizar (DG) | DEFGH | I(1-2-3) | 2 | 0 | 1 |  | Baseband 6651 | [12 empty] | INST : Mod. 850 / LTE 1900 / Sectorize AWS&1900 / AAS FDD AWS&1900 / |  | MIC BO 3YPlan 2023_1BB_5R_2A | 17 | 1xBaseband 6651, 3xRadio 2219 B5, 1xRadio 4415 B2/25, 1xRadio AAS B25/B66, |  | 1xAntenna 4pH, 1xTwin Beam Antenna, | [25 empty] | 100 | 5 |  | 81 | [81 empty] | 1xBaseband 6651, 3xRadio 2219 B5, 1xRadio 4415 B2/25, 1xRadio AAS B25/B66, 1xAntenna 4pH, 1xTwin Beam Antenna,
179 | RO 2021 - LTE Capacity H2-P1 | RO 2022 Capacity H2 | Proyecto Millicom Bolivia 3YPlan 2023 | PAL | Palmas | In Services | -17.8063 | -63.2118 | Urban | Santa Cruz de la Sierra | Andres Ibanez | Santa Cruz | 40 | Selfsupported | PBC6200 | - | 3 | 3 | 0 | 0 | 3 | 1 | 0 | 2 | 12 |  | 1 DUG 20 01-1 DUW 31 01-1 BB 5212 L | 3 RRUS 12 B5 G | 3 | 1 DUG 20 01 | 1 | RBS6601_SHARE | 3 RRUS 01 B5 W | 3 | 1 DUW 31 01 | 1 | RBS6601 | N/A | 0 | N/A | 0 | N/A | 3 RRUS 11 B12 | 3 | 1 BB 5212 L | 1 | RBS6601_SHARE | 1 RRUS 11 B4 | 1 | 0 BB 5212 L | 0 | RBS6601_SHARE | N/A | 0 | N/A | 0 | N/A | 2 R 4499 B2 B66A | 2 | 0 BB 5212 L | 0 | RBS6601_SHARE | 12 |  |  |  | 2024 | GWL |  |  | -Mod. 850 (1-2-3) ; Exp. LTE (I) ; MIMO4 LTE (F) ; AAS FDD (EH) ; Sectorizar (DG) | 3 | 0 | 0 | 1 | 0 | 1 |  | 5 | 12 |  | 0 | 0 | 1 | 0 | 0 | 1 | 0 | 2 | Mod. 850 (1-2-3) ; Exp. LTE (I) ; MIMO4 LTE (F) ; AAS FDD (EH) ; Sectorizar (DG) | ABCDEFGH | I(1-2-3) | 1 | 1 | 1 | Baseband 6631 | Baseband 6651 | [12 empty] | INST : Mod. 850 / LTE 1900 / Sectorize AWS&1900 / AAS FDD AWS&1900 / |  | MIC BO 3YPlan 2023_2BB_5R_2A | 8 | 1xBaseband 6631, 1xBaseband 6651, 3xRadio 2219 B5, 1xRadio 4499 44B2/25 44B66A, 1xRadio AAS B25/B66, |  | 1xAntenna 4pH, 1xTwin Beam Antenna, | [25 empty] | 70 | 5 |  | 59 | [81 empty] | 1xBaseband 6631, 1xBaseband 6651, 3xRadio 2219 B5, 1xRadio 4499 44B2/25 44B66A, 1xRadio AAS B25/B66, 1xAntenna 4pH, 1xTwin Beam Antenna,
180 | RO 2021 - LTE Capacity H1_119 Sitios / | 0 | Proyecto Millicom Bolivia 3YPlan 2023 | BIM | Bimodal | In Services | -17.788 | -63.1572 | Urban | Santa Cruz de la Sierra | Andres Ibanez | Santa Cruz | 25 | Selfsupported | RBS6101 | - | 3 | 3 | 0 | 0 | 0 | 3 | 3 | 0 | 12 |  | 1 BB 6630 GL-1 DUW 31 01 | 3 RRUS 01B5 G | 3 | 1 BB 6630 GL | 1 | RBS 6101 | 3 RRUS 01B5 W | 3 | 1 DUW 31 01 | 1 | RBS 6101 | N/A | 0 | N/A | 0 | N/A | N/A | 0 | N/A | 0 | N/A | 3 RRUS 32 B4 | 3 | 0 BB 6630 GL | 0 | RBS 6101 | 3 R 4415 B2/B25 | 3 | 0 BB 6630 GL | 0 | RBS 6630 | 0 | 0 | 0 | 0 | 0 | 12 |  |  |  | 2024 | GWL |  |  | -Mod. 850 (1-2-3) ; AAS FDD (DEFGHI) ; | 3 | 0 | 0 | 0 | 0 | 3 |  | 6 | 12 |  | 0 | 0 | 0 | 0 | 0 | 0 | 0 | 0 | Mod. 850 (1-2-3) ; AAS FDD (DEFGHI) ; | ACDEFGHI | (1-2-3) | 26 | 0 | 2 |  | Baseband 6651 | [12 empty] | INST : Mod. 850 / AAS FDD AWS&1900 / |  | MIC BO 3YPlan 2023_2BB_6R | 11 | 2xBaseband 6651, 3xRadio 2219 B5, 3xRadio AAS B25/B66, | [27 empty] | 50 | 6 |  | 42 | [81 empty] | 2xBaseband 6651, 3xRadio 2219 B5, 3xRadio AAS B25/B66,
181 | / LTE RO 2020 Capacity H1 - 1900Mhz | 0 | Proyecto Millicom Bolivia 3YPlan 2023 | PMR | Palmira | In Services | -17.8809 | -63.1916 | Urban | Santa Cruz de la Sierra | Andres Ibanez | Santa Cruz | 45 | Selfsupported | Enclosure 6150 | RBS6101 | 0 | 0 | 3 | 0 | 3 | 3 | 3 | 0 | 12 |  | 1 DUG 20 01-1 DUW3101-1 DUS 31 02 | 3 RRUS12B5 GW | 3 | 1 DUG 20 01 | 1 | RBS 6101_SHARE | 0 RRUS12B5 GW | 0 | 1 DUW3101 | 1 | RBS 6101 | N/A | 0 | N/A | 0 | N/A | 3 RRUS 11 B12 | 3 | 1 DUS 31 02 | 1 | RBS 6101_SHARE | 2 RRUS 32 B4 1 R4415B66A | 3 | 0 DUS 31 02 | 0 | RBS 6101_SHARE | 3 R 2217B2 | 3 | 0 DUS 31 02 | 0 | RBS 6101_SHARE | 0 | 0 | 0 | 0 | 0 | 12 |  |  |  | 2024 | GWL |  |  | -Mod. 850 (1-2-3) ; AAS FDD (DG) ; Sectorizar (EFHI) | 3 | 2 | 0 | 0 | 0 | 1 |  | 6 | 12 |  | 0 | 0 | 0 | 0 | 0 | 2 | 0 | 2 | Mod. 850 (1-2-3) ; AAS FDD (DG) ; Sectorizar (EFHI) | ABCDEFGHI | (1-2-3) | 9 | 1 | 1 | Baseband 6631 | Baseband 6651 | [12 empty] | INST : Mod. 850 / Sectorize AWS&1900 / AAS FDD AWS&1900 / |  | MIC BO 3YPlan 2023_2BB_6R_2A | 18 | 1xBaseband 6631, 1xBaseband 6651, 3xRadio 2219 B5, 2xRadio 4415 B2/25, 1xRadio AAS B25/B66, |  | 2xTwin Beam Antenna, | [25 empty] | 70 | 6 |  | 64 | [81 empty] | 1xBaseband 6631, 1xBaseband 6651, 3xRadio 2219 B5, 2xRadio 4415 B2/25, 1xRadio AAS B25/B66, 2xTwin Beam Antenna,
182 | RO 2021 - LTE Capacity H2/0 | 0 | Proyecto Millicom Bolivia 3YPlan 2023 | PTR | Petrolero | In Services | -17.7658 | -63.1757 | Urban | Santa Cruz de la Sierra | Andres Ibanez | Santa Cruz | 60 | Selfsupported | PU6210 | - | 3 | 3 | 0 | 0 | 0 | 3 | 1 | 0 | 10 |  | 1 DUG 20 01-1 DUW 31 01-1 BB 6630 L | 3 RRUS 12 B5 | 3 | 1 DUG 20 01 | 1 | RBS6601_SHARE | 3 RRUS 01 B5 | 3 | 1 DUW 31 01 | 1 | RBS6601 | N/A | 0 | N/A | 0 | N/A | N/A | 0 | 0 BB 6630 L | 0 | RBS6630 | 3 RRUS 11 B4 | 3 | 1 BB 6630 L | 1 | RBS6630 | 1 R 4415 B2/B25 | 1 | 0 BB 6630 L | 0 | RBS6630 | 0 | 0 | 0 | 0 | 0 | 10 |  |  |  | 2024 | GWL |  |  | -Mod. 850 (1-3) ; Exp. LTE (H) ; MIMO4 LTE (E) ; AAS FDD (DFGI) ; | 2 | 0 | 0 | 1 | 0 | 2 |  | 5 | 10 |  | 0 | 0 | 1 | 0 | 0 | 0 | 0 | 1 | Mod. 850 (1-3) ; Exp. LTE (H) ; MIMO4 LTE (E) ; AAS FDD (DFGI) ; | DEFGI | H(1-3) | 4 | 0 | 2 |  | Baseband 6651 | [12 empty] | INST : Mod. 850 / LTE 1900 / AAS FDD AWS&1900 / |  | MIC BO 3YPlan 2023_2BB_5R_1A | 16 | 2xBaseband 6651, 2xRadio 2219 B5, 1xRadio 4499 44B2/25 44B66A, 2xRadio AAS B25/B66, |  | 1xAntenna 4pH, | [25 empty] | 100 | 5 |  | 81 | [81 empty] | 2xBaseband 6651, 2xRadio 2219 B5, 1xRadio 4499 44B2/25 44B66A, 2xRadio AAS B25/B66, 1xAntenna 4pH,
183 | RO 2021 - LTE Capacity H2-P1 | RO 2022 Capacity H2 | Proyecto Millicom Bolivia 3YPlan 2023 | PRA | La Pradera | In Services | -17.806 | -63.1021 | Urban | Santa Cruz de la Sierra | Andres Ibanez | Santa Cruz | 40 | Selfsupported | PBC6200 | - | 3 | 3 | 0 | 0 | 0 | 3 | 3 | 0 | 12 |  | 1 DUG 20 01-1 DUW 31 01-1 BB 5212 L | 3 RRUS 12 B5 | 3 | 1 DUG 20 01 | 1 | RBS 6601 | 3 RRU 01 B5 | 3 | 1 DUW 31 01 | 1 | RBS 6601 | N/A | 0 | N/A | 0 | N/A | N/A | 0 | N/A | 0 | N/A | 3 RRUS 32 B4 | 3 | 1 BB 5212 L | 1 | RBS6601 | 3 R 4415 B2 B25 | 3 | 0 BB 5212 L | 0 | RBS6601 | 0 | 0 | 0 | 0 | 0 | 12 |  |  |  | 2024 | GWL |  |  | -Mod. 850 (1-2-3) ; AAS FDD (FI) ; Sectorizar (DEGH) | 3 | 0 | 0 | 0 | 0 | 1 |  | 4 | 12 |  | 0 | 0 | 0 | 0 | 0 | 2 | 0 | 2 | Mod. 850 (1-2-3) ; AAS FDD (FI) ; Sectorizar (DEGH) | DEFGHI | (1-2-3) | 6 | 1 | 1 | Baseband 6631 | Baseband 6651 | [12 empty] | INST : Mod. 850 / Sectorize AWS&1900 / AAS FDD AWS&1900 / |  | MIC BO 3YPlan 2023_2BB_4R_2A | 6 | 1xBaseband 6631, 1xBaseband 6651, 3xRadio 2219 B5, 1xRadio AAS B25/B66, |  | 2xTwin Beam Antenna, | [25 empty] | 70 | 4 |  | 59 | [81 empty] | 1xBaseband 6631, 1xBaseband 6651, 3xRadio 2219 B5, 1xRadio AAS B25/B66, 2xTwin Beam Antenna,
184 | / LTE RO 2020 Capacity H1 - 1900Mhz | 0 | Proyecto Millicom Bolivia 3YPlan 2023 | RA2 | Ramada II | In Services | -17.7946 | -63.1892 | Urban | Santa Cruz de la Sierra | Andres Ibanez | Santa Cruz | 6 | Monopolo | RBS6101 | - | 0 | 3 | 0 | 0 | 0 | 3 | 3 | 0 | 9 |  | 1 DUW 31 01-1 DUS 31 02 | N/A | 0 | N/A | 0 | N/A | 3 RRUS 12 B2 W | 3 | 1 DUW 31 01 | 1 | RBS6601 | N/A | 0 | N/A | 0 | N/A | N/A | 0 | N/A | 0 | N/A | 3 RRUS 32 B4 | 3 | 1 DUS 31 02 | 1 | RBS6601_SHARE | 3 R 2217B2 | 3 | 0 DUS 31 02 | 0 | RBS6601_SHARE | 0 | 0 | 0 | 0 | 0 | 9 |  |  |  | 2024 | WL |  |  | -Mod. 850 (1-3) ; Exp. LTE (B) ; MIMO4 LTE (H) ; AAS FDD (DFGI) ; | 2 | 1 | 0 | 0 | 1 | 2 |  | 6 | 9 |  | 0 | 0 | 0 | 0 | 1 | 0 | 0 | 1 | Mod. 850 (1-3) ; Exp. LTE (B) ; MIMO4 LTE (H) ; AAS FDD (DFGI) ; | DEFGHI | B(1-3) | 1 | 1 | 2 | Baseband 6631 | Baseband 6651 | [12 empty] | INST : Mod. 850 / LTE 700 / AAS FDD AWS&1900 / |  | MIC BO 3YPlan 2023_3BB_6R_1A | 20 | 1xBaseband 6631, 2xBaseband 6651, 2xRadio 2219 B5, 1xRadio 4415 B2/25, 1xRadio 4478 B12A, 2xRadio AAS B25/B66, |  | 1xAntenna 4pL4pH , | [25 empty] | 30 | 6 |  | 21 | [81 empty] | 1xBaseband 6631, 2xBaseband 6651, 2xRadio 2219 B5, 1xRadio 4415 B2/25, 1xRadio 4478 B12A, 2xRadio AAS B25/B66, 1xAntenna 4pL4pH ,
185 | 0 | 0 | Proyecto Millicom Bolivia 3YPlan 2023 | CNR | Cementerio Norte | In Services | -17.7486 | -63.1634 | Urban | Santa Cruz de la Sierra | Andres Ibanez | Santa Cruz | 19 | Selfsupported | PBC6200 | - | 3 | 3 | 0 | 0 | 0 | 3 | 3 | 0 | 12 |  | 1 DUG 20 01-1 DUW 31 01-1 BB 6630 L | 3 RRUS 12 B5 | 3 | 1 DUG 20 01 | 1 | RBS6601 Share | 3 RRUS 01 B5 | 3 | 1 DUW 31 01 | 1 | RBS6601 | N/A | 0 | N/A | 0 | N/A | N/A | 0 | N/A | 0 | N/A | 3 RRUS 11 B4 | 3 | 1 BB 6630 L | 1 | RBS 6630 | 3 R 4415 B2/B25 | 3 | 0 BB 6630 L | 0 | RBS 6630 | 0 | 0 | 0 | 0 | 0 | 12 |  |  |  | 2024 | GWL |  |  | -Mod. 850 (1-2-3) ; Exp. LTE (BC) ; Sectorizar (DEFGHI) | 3 | 0 | 3 | 0 | 1 | 0 |  | 7 | 12 |  | 0 | 0 | 0 | 2 | 0 | 3 | 0 | 5 | Mod. 850 (1-2-3) ; Exp. LTE (BC) ; Sectorizar (DEFGHI) | DEFGHI | BC(1-2-3) | 1 | 0 | 0 | [14 empty] | INST : Mod. 850 / LTE 700 / Sectorize AWS&1900 / |  | MIC BO 3YPlan 2023_7R_5A | 1 | 3xRadio 2219 B5, 3xRadio 4415 B66A, 1xRadio 4478 B12A, |  | 2xAntenna 4pL, 3xTwin Beam Antenna, | [25 empty] | 50 | 7 |  | 35 | [81 empty] | 3xRadio 2219 B5, 3xRadio 4415 B66A, 1xRadio 4478 B12A, 2xAntenna 4pL, 3xTwin Beam Antenna,
186 | RO 2021 - LTE Capacity H1_119 Sitios / | 0 | Proyecto Millicom Bolivia 3YPlan 2023 | SAN | Santa Ana | In Services | -17.7461 | -63.1801 | Urban | Santa Cruz de la Sierra | Andres Ibanez | Santa Cruz | 40 | Selfsupported | RBS6101 | - | 3 | 3 | 0 | 0 | 0 | 3 | 3 | 0 | 12 |  | 1 BB 6630 GW-1 BB 6630 L | 3 RRU 12 B5 | 3 | 1 BB 6630 GW | 1 | RBS 6630 | 3 RRU 01 B5 | 3 | 0 BB 6630 GW | 0 | RBS 6630 | N/A | 0 | N/A | 0 | N/A | N/A | 0 | N/A | 0 | N/A | 3 RRUS 11 B4 | 3 | 1 BB 6630 L | 1 | RBS6101 | 3 R 4415 B2/B25 | 3 | 0 BB 6630 L | 0 | RBS 6630 | 0 | 0 | 0 | 0 | 0 | 12 |  |  |  | 2024 | GWL |  |  | -Mod. 850 (1-2-3) ; AAS FDD (DEFGHI) ; | 3 | 0 | 0 | 0 | 0 | 3 |  | 6 | 12 |  | 0 | 0 | 0 | 0 | 0 | 0 | 0 | 0 | Mod. 850 (1-2-3) ; AAS FDD (DEFGHI) ; | DEFGHI | (1-2-3) | 26 | 0 | 2 |  | Baseband 6651 | [12 empty] | INST : Mod. 850 / AAS FDD AWS&1900 / |  | MIC BO 3YPlan 2023_2BB_6R | 11 | 2xBaseband 6651, 3xRadio 2219 B5, 3xRadio AAS B25/B66, | [27 empty] | 70 | 6 |  | 59 | [81 empty] | 2xBaseband 6651, 3xRadio 2219 B5, 3xRadio AAS B25/B66,
187 | RO 2021 - LTE Capacity H1_119 Sitios / | 0 | Proyecto Millicom Bolivia 3YPlan 2023 | TAR1 | Guadalquivir | In Services | -21.533 | -64.7339 | Urban | Tarija | Cercado (TJ) | Tarija | 6 | Monopolo | PBC6200 | - | 3 | 3 | 0 | 0 | 0 | 3 | 3 | 0 | 12 |  | 1 BB 6630 GL-1 DUW 3101 | 3 RRU 12 B5 | 3 | 1 BB 6630 GL | 1 | RBS 6601_SHARE | 3 RRU 01 B5 | 3 | 1 DUW 3101 | 1 | RBS 6601 | N/A | 0 | N/A | 0 | N/A | N/A | 0 | N/A | 0 | N/A | 3 RRU 11 B4 | 3 | 0 BB 6630 GL | 0 | RBS 6601_SHARE | 3 R 4415 B2/B25 | 3 | 0 BB 6630 GL | 0 | RBS 6630 | 0 | 0 | 0 | 0 | 0 | 12 |  |  |  | 2024 | GWL |  |  | -Mod. 850 (1-2-3) ; Exp. LTE (AB) ; MIMO4 LTE (D) ; Sectorizar (EFHI) | 3 | 0 | 3 | 0 | 1 | 0 |  | 7 | 12 |  | 0 | 0 | 0 | 1 | 1 | 2 | 0 | 4 | Mod. 850 (1-2-3) ; Exp. LTE (AB) ; MIMO4 LTE (D) ; Sectorizar (EFHI) | DEFGHI | AB(1-2-3) | 1 | 0 | 0 | [14 empty] | INST : Mod. 850 / LTE 700 / Sectorize AWS&1900 / |  | MIC BO 3YPlan 2023_7R_4A | 1 | 3xRadio 2219 B5, 3xRadio 4415 B66A, 1xRadio 4478 B12A, |  | 1xAntenna 4pL, 1xAntenna 4pL4pH , 2xTwin Beam Antenna, | [25 empty] | 30 | 7 |  | 21 | [81 empty] | 3xRadio 2219 B5, 3xRadio 4415 B66A, 1xRadio 4478 B12A, 1xAntenna 4pL, 1xAntenna 4pL4pH , 2xTwin Beam Antenna,
188 | / LTE RO 2020 Capacity H2 - 1900Mhz | 0 | Proyecto Millicom Bolivia 3YPlan 2023 | VO2 | Villa Olimpica II | In Services | -17.8336 | -63.1861 | Urban | Santa Cruz de la Sierra | Andres Ibanez | Santa Cruz | 25 | Selfsupported | RBS6101 | - | 3 | 3 | 0 | 3 | 0 | 3 | 0 | 0 | 12 |  | 1 DUG 20 01-1 DUW4101-1 DUW 31 01-1 DUS 31 02 | 3 RRU 01 B5 | 3 | 1 DUG 20 01 | 1 | RBS6101 | 3 RRUS01B5 W | 3 | 1 DUW4101 | 1 | RBS 6101 | 3 RRUS 01 B2 W | 3 | 1 DUW 31 01 | 1 | RBS 6101 | N/A | 0 | N/A | 0 | N/A | 3 RRU 11 B4 | 3 | 1 DUS 31 02 | 1 | RBS6101 | N/A | 0 | N/A | 0 | N/A | 0 | 0 | 0 | 0 | 0 | 12 |  |  |  | 2024 | GWL |  |  | -Mod. 850 (1-2-3) ; AAS FDD (DEGH) ; Sectorizar (FI) | 3 | 0 | 1 | 0 | 0 | 2 |  | 6 | 12 |  | 0 | 0 | 0 | 0 | 0 | 1 | 0 | 1 | Mod. 850 (1-2-3) ; AAS FDD (DEGH) ; Sectorizar (FI) | DEFGHI | (1-2-3) | 8 | 1 | 2 | Baseband 6631 | Baseband 6651 | [12 empty] | INST : Mod. 850 / Sectorize AWS&1900 / AAS FDD AWS&1900 / |  | MIC BO 3YPlan 2023_3BB_6R_1A | 20 | 1xBaseband 6631, 2xBaseband 6651, 3xRadio 2219 B5, 1xRadio 4415 B66A, 2xRadio AAS B25/B66, |  | 1xTwin Beam Antenna, | [25 empty] | 50 | 6 |  | 42 | [81 empty] | 1xBaseband 6631, 2xBaseband 6651, 3xRadio 2219 B5, 1xRadio 4415 B66A, 2xRadio AAS B25/B66, 1xTwin Beam Antenna,
189 | RO 2021 - LTE Capacity H1_119 Sitios / LTE RO 2020 Capacity H2 - 1900Mhz | 0 | Proyecto Millicom Bolivia 3YPlan 2023 | EST | Estación | In Services | -17.4038 | -66.1531 | Urban | Cochabamba | Cercado (CBBA) | Cochabamba | 12 | Selfsupported | PBC6200 | - | 0 | 0 | 3 | 0 | 3 | 3 | 3 | 0 | 12 |  | 1 BB 5216 GW-1 BB 5212 L | 3 R 2219 B5 GW | 3 | 1 BB 5216 GW | 1 | RBS6601 Share | 0 R 2219 B5 GW | 0 | 0 BB 5216 GW | 0 | RBS6601 | N/A | 0 | N/A | 0 | N/A | 3 RRUS 11 B12 | 3 | 1 BB 5212 L | 1 | RBS6601 Share | 3 RRUS 32 B4 | 3 | 0 BB 5212 L | 0 | RBS6601 | 2 R 2217 B2 ; 1 R 4415 B2/B25 | 3 | 0 BB 5212 L | 0 | RBS 6601 | 0 | 0 | 0 | 0 | 0 | 12 |  |  |  | 2024 | GWL |  |  | -Mod. 850 (1-2-3) ; AAS FDD (DEFGHI) ; | 0 | 0 | 0 | 0 | 0 | 3 |  | 3 | 12 |  | 0 | 0 | 0 | 0 | 0 | 0 | 0 | 0 | Mod. 850 (1-2-3) ; AAS FDD (DEFGHI) ; | ABCDEFGHI | (1-2-3) | 26 | 1 | 2 | Baseband 6631 | Baseband 6651 | [12 empty] | INST : Mod. 850 / AAS FDD AWS&1900 / |  | MIC BO 3YPlan 2023_3BB_3R | 2 | 1xBaseband 6631, 2xBaseband 6651, 3xRadio AAS B25/B66, | [27 empty] | 30 | 3 |  | 27 | [81 empty] | 1xBaseband 6631, 2xBaseband 6651, 3xRadio AAS B25/B66,
190 | / LTE RO 2019 Capacity H2 | 0 | Proyecto Millicom Bolivia 3YPlan 2023 | CNF | Col. Nacional Florida | In Services | -17.791 | -63.1795 | Urban | Santa Cruz de la Sierra | Andres Ibanez | Santa Cruz | 6 | Monopolo | RBS6101 | - | 0 | 3 | 0 | 3 | 0 | 3 | 1 | 0 | 10 |  | 1 DUW3101-1 DUW 31 01-1 BB 6630 L | N/A | 0 | N/A | 0 | N/A | 3 RRUS01B5 W | 3 | 1 DUW3101 | 1 | RBS 6101 | 3 RRUS 01 B2 W | 3 | 1 DUW 31 01 | 1 | RBS 6101 | N/A | 0 | N/A | 0 | N/A | 1 RRUS 32 B4; 2 R 4415 B66A | 3 | 1 BB 6630 L | 1 | RBS6630 | 1 R 4415 B2/B25 | 1 | 0 BB 6630 L | 0 | RBS6630 | 0 | 0 | 0 | 0 | 0 | 10 |  |  |  | 2024 | WL |  |  | -Mod. 850 (1-2-3) ; Exp. LTE (GI) ; AAS FDD (EH) ; | 3 | 2 | 0 | 0 | 0 | 1 |  | 6 | 10 |  | 0 | 0 | 2 | 0 | 0 | 0 | 0 | 2 | Mod. 850 (1-2-3) ; Exp. LTE (GI) ; AAS FDD (EH) ; | DEFH | GI(1-2-3) | 1 | 0 | 1 |  | Baseband 6651 | [12 empty] | INST : Mod. 850 / LTE 1900 / AAS FDD AWS&1900 / |  | MIC BO 3YPlan 2023_1BB_6R_2A | 11 | 1xBaseband 6651, 3xRadio 2219 B5, 2xRadio 4415 B2/25, 1xRadio AAS B25/B66, |  | 2xAntenna 4pH, | [25 empty] | 30 | 6 |  | 21 | [81 empty] | 1xBaseband 6651, 3xRadio 2219 B5, 2xRadio 4415 B2/25, 1xRadio AAS B25/B66, 2xAntenna 4pH,
191 | 0 | 0 | Proyecto Millicom Bolivia 3YPlan 2023 | ECH | El Chubi | In Services | -17.767 | -63.194 | Urban | Santa Cruz de la Sierra | Andres Ibanez | Santa Cruz | 8 | Monopolo | RBS6101 | - | 3 | 3 | 0 | 0 | 0 | 3 | 2 | 0 | 11 |  | 1 DUG 20 01-1 DUW 31 01-1 DUS 31 02 | 3 RRUS 01 B5 | 3 | 1 DUG 20 01 | 1 | RBS 6601_SHARE | 3 RRU 01 B5 | 3 | 1 DUW 31 01 | 1 | RBS 6601 | N/A | 0 | N/A | 0 | N/A | N/A | 0 | N/A | 0 | N/A | 3 RRUS 11 B4 | 3 | 1 DUS 31 02 | 1 | RBS6601 | 2 R 4415 B2/B25 | 2 | 0 DUS 31 02 | 0 | RBS6601_SHARE | 0 | 0 | 0 | 0 | 0 | 11 |  |  |  | 2024 | GWL |  |  | -Mod. 850 (1-2) ; Exp. LTE (I) ; MIMO4 LTE (F) ; AAS FDD (EH) ; Sectorizar (DG) | 2 | 0 | 1 | 1 | 0 | 1 |  | 5 | 11 |  | 0 | 0 | 1 | 0 | 0 | 1 | 0 | 2 | Mod. 850 (1-2) ; Exp. LTE (I) ; MIMO4 LTE (F) ; AAS FDD (EH) ; Sectorizar (DG) | DEFGH | I(1-2) | 1 | 1 | 1 | Baseband 6631 | Baseband 6651 | [12 empty] | INST : Mod. 850 / LTE 1900 / Sectorize AWS&1900 / AAS FDD AWS&1900 / |  | MIC BO 3YPlan 2023_2BB_5R_2A | 8 | 1xBaseband 6631, 1xBaseband 6651, 2xRadio 2219 B5, 1xRadio 4415 B66A, 1xRadio 4499 44B2/25 44B66A, 1xRadio AAS B25/B66, |  | 1xAntenna 4pH, 1xTwin Beam Antenna, | [25 empty] | 30 | 5 |  | 23 | [81 empty] | 1xBaseband 6631, 1xBaseband 6651, 2xRadio 2219 B5, 1xRadio 4415 B66A, 1xRadio 4499 44B2/25 44B66A, 1xRadio AAS B25/B66, 1xAntenna 4pH, 1xTwin Beam Antenna,
192 | RO 2021 - LTE Capacity H1_119 Sitios / | 0 | Proyecto Millicom Bolivia 3YPlan 2023 | BAJ | Bajio | In Services | -17.8425 | -63.2421 | Urban | La Guardia | Andres Ibanez | Santa Cruz | 40 | Selfsupported | RBS6101 | - | 3 | 3 | 0 | 0 | 0 | 3 | 1 | 0 | 10 |  | 1 DUG 20 01-1 DUW 31 01-1 BB 5212 L | 3 RRU 01 B5 | 3 | 1 DUG 20 01 | 1 | RBS 6601_SHARE | 3 RRU 01 B5 | 3 | 1 DUW 31 01 | 1 | RBS 6601_SHARE | N/A | 0 | N/A | 0 | N/A | N/A | 0 | N/A | 0 | N/A | 3 RRUS 32 B4 | 3 | 1 BB 5212 L | 1 | RBS 6601_SHARE | 1 R 4415 B2/B25 | 1 | 0 BB 5212 L | 0 | RBS 6601 | 0 | 0 | 0 | 0 | 0 | 10 |  |  |  | 2024 | GWL |  |  | -Mod. 850 (1-2) ; Exp. LTE (GI) ; AAS FDD (EH) ; | 2 | 2 | 0 | 0 | 0 | 1 |  | 5 | 10 |  | 0 | 0 | 2 | 0 | 0 | 0 | 0 | 2 | Mod. 850 (1-2) ; Exp. LTE (GI) ; AAS FDD (EH) ; | DEFH | GI(1-2) | 2 | 1 | 1 | Baseband 6631 | Baseband 6651 | [12 empty] | INST : Mod. 850 / LTE 1900 / AAS FDD AWS&1900 / |  | MIC BO 3YPlan 2023_2BB_5R_2A | 8 | 1xBaseband 6631, 1xBaseband 6651, 2xRadio 2219 B5, 2xRadio 4415 B2/25, 1xRadio AAS B25/B66, |  | 2xAntenna 4pH, | [25 empty] | 70 | 5 |  | 59 | [81 empty] | 1xBaseband 6631, 1xBaseband 6651, 2xRadio 2219 B5, 2xRadio 4415 B2/25, 1xRadio AAS B25/B66, 2xAntenna 4pH,
193 | Swap Oruro & Potosí 2021 | 0 | Proyecto Millicom Bolivia 3YPlan 2023 | CDS | Comunidad Sora | In Services | -17.9845 | -67.0959 | 0 | - | - | Oruro | 40 | Selfsupported | Enclosure 6150 | 0 | 0 | 0 | 3 | 0 | 2 | 0 | 1 | 2 | 8 |  | 1 BB 6630 GWL | 3 R 2219 B5 | 3 | 1 BB 6630 GWL | 1 | RBS 6630 | 0 2219 B5 | 0 | 0 BB 6630 GWL | 1 | RBS 6630 | N/A | 0 | N/A | 1 | N/A | 2 R 4449 B5 B12A | 2 | 0 BB 6630 GWL | 0 | RBS 6630 | N/A | 0 | N/A | 0 | N/A | 1 R 4499 B2B25B66A | 1 | 0 BB 6630 GWL | 0 | N/A | 2 R 4499 B2B25B66A | 2 | 0 BB 6630 GWL | 0 | RBS 6630 | 8 |  |  |  | 2024 | GWL |  |  | -Mod. 850 (1-2-3) ; AAS FDD (DFGI) ; Sectorizar (EH) | 0 | 0 | 0 | 0 | 0 | 2 |  | 2 | 8 |  | 0 | 0 | 0 | 0 | 0 | 1 | 0 | 1 | Mod. 850 (1-2-3) ; AAS FDD (DFGI) ; Sectorizar (EH) | ABCDFGHI | E(1-2-3) | 16 | 0 | 2 |  | Baseband 6651 | [12 empty] | INST : Mod. 850 / Sectorize AWS&1900 / AAS FDD AWS&1900 / |  | MIC BO 3YPlan 2023_2BB_2R_1A | 5 | 2xBaseband 6651, 2xRadio AAS B25/B66, |  | 1xTwin Beam Antenna, | [25 empty] | 70 | 2 |  | 59 | [81 empty] | 2xBaseband 6651, 2xRadio AAS B25/B66, 1xTwin Beam Antenna,
194 | 0 | 0 | Proyecto Millicom Bolivia 3YPlan 2023 | UCE | Ucebol | In Services | -17.7257 | -63.1743 | Urban | Santa Cruz de la Sierra | Andres Ibanez | Santa Cruz | 40 | Selfsupported | RBS6101 | - | 3 | 3 | 0 | 0 | 0 | 3 | 2 | 0 | 11 |  | 1 DUG 20 01-1 DUW3101-1 BB 6630 (L) | 3 RRU 12 B5 | 3 | 1 DUG 20 01 | 1 | RBS 6101 | 3 RRUS01B5 W | 3 | 1 DUW3101 | 1 | RBS 6101 | N/A | 0 | N/A | 0 | N/A | N/A | 0 | N/A | 0 | N/A | 3 RRU 11 B4 | 3 | 1 BB 6630 (L) | 1 | RBS 6630 | 2 R 4415 B2/B25 | 2 | 0 BB 6630 (L) | 0 | RBS 6630 | 0 | 0 | 0 | 0 | 0 | 11 |  |  |  | 2024 | GWL |  |  | -Mod. 850 (2-3) ; Exp. LTE (G) ; MIMO4 LTE (D) ; AAS FDD (EFHI) ; | 2 | 0 | 0 | 1 | 0 | 2 |  | 5 | 11 |  | 0 | 0 | 1 | 0 | 0 | 0 | 0 | 1 | Mod. 850 (2-3) ; Exp. LTE (G) ; MIMO4 LTE (D) ; AAS FDD (EFHI) ; | DEFHI | G(2-3) | 4 | 0 | 2 |  | Baseband 6651 | [12 empty] | INST : Mod. 850 / LTE 1900 / AAS FDD AWS&1900 / |  | MIC BO 3YPlan 2023_2BB_5R_1A | 16 | 2xBaseband 6651, 2xRadio 2219 B5, 1xRadio 4499 44B2/25 44B66A, 2xRadio AAS B25/B66, |  | 1xAntenna 4pH, | [25 empty] | 70 | 5 |  | 59 | [81 empty] | 2xBaseband 6651, 2xRadio 2219 B5, 1xRadio 4499 44B2/25 44B66A, 2xRadio AAS B25/B66, 1xAntenna 4pH,
195 | RO 2021 - LTE Capacity H1_119 Sitios / LTE RO 2019 Capacity H1 | 0 | Proyecto Millicom Bolivia 3YPlan 2023 | PIS | Pampa de La Isla | In Services | -17.7692 | -63.1164 | Urban | Santa Cruz de la Sierra | Andres Ibanez | Santa Cruz | 25 | Selfsupported | RBS6101 | - | 0 | 3 | 0 | 0 | 0 | 3 | 2 | 0 | 8 |  | 1 BB 6630 WL | N/A | 0 | N/A | 0 | N/A | 3 RRUS 01B5 W | 3 | 1 BB 6630 WL | 1 | RBS 6101 | N/A | 0 | N/A | 0 | N/A | N/A | 0 | N/A | 0 | N/A | 3 R4415B66A | 3 | 0 BB 6630 WL | 0 | RBS 6630 | 2 R 4415 B2/B25 | 2 | 0 BB 6630 WL | 0 | RBS 6630 | 0 | 0 | 0 | 0 | 0 | 8 |  |  |  | 2024 | WL |  |  | -Mod. 850 (1-2-3) ; Exp. LTE (G) ; AAS FDD (FI) ; Sectorizar (EH) | 3 | 1 | 0 | 0 | 0 | 1 |  | 5 | 8 |  | 0 | 0 | 1 | 0 | 0 | 1 | 0 | 2 | Mod. 850 (1-2-3) ; Exp. LTE (G) ; AAS FDD (FI) ; Sectorizar (EH) | DEFHI | G(1-2-3) | 1 | 0 | 1 |  | Baseband 6651 | [12 empty] | INST : Mod. 850 / LTE 1900 / Sectorize AWS&1900 / AAS FDD AWS&1900 / |  | MIC BO 3YPlan 2023_1BB_5R_2A | 17 | 1xBaseband 6651, 3xRadio 2219 B5, 1xRadio 4415 B2/25, 1xRadio AAS B25/B66, |  | 1xAntenna 4pH, 1xTwin Beam Antenna, | [25 empty] | 50 | 5 |  | 42 | [81 empty] | 1xBaseband 6651, 3xRadio 2219 B5, 1xRadio 4415 B2/25, 1xRadio AAS B25/B66, 1xAntenna 4pH, 1xTwin Beam Antenna,
196 | RO 2021 - LTE Capacity H2/ / LTE RO 2020 Capacity H2 - 1900Mhz | 0 | Proyecto Millicom Bolivia 3YPlan 2023 | AND | Los Andes | In Services | -17.8071 | -63.1154 | Urban | Santa Cruz de la Sierra | Andres Ibanez | Santa Cruz | 40 | Selfsupported | PBC6200 | - | 3 | 3 | 0 | 0 | 0 | 3 | 3 | 0 | 12 |  | 1 BB 6630 G-1 DUW 31 01-1 BB 6630 L | 3 RRUS 12 B5 G | 3 | 1 BB 6630 G | 1 | RBS 6601_SHARE | 3 RRUS 01 B5 W | 3 | 1 DUW 31 01 | 1 | RBS6601_SHARE | N/A | 0 | N/A | 0 | N/A | N/A | 0 | 0 BB 6630 L | 0 | RBS6630 | 3 RRU 11 B4 | 3 | 1 BB 6630 L | 1 | RBS6630 | 3 R 4415 B2/B25 | 3 | 0 BB 6630 L | 0 | RBS6630 | 0 | 0 | 0 | 0 | 0 | 12 |  |  |  | 2024 | GWL |  |  | -Mod. 850 (1-2-3) ; AAS FDD (DEFGHI) ; | 3 | 0 | 0 | 0 | 0 | 3 |  | 6 | 12 |  | 0 | 0 | 0 | 0 | 0 | 0 | 0 | 0 | Mod. 850 (1-2-3) ; AAS FDD (DEFGHI) ; | DEFGHI | (1-2-3) | 26 | 0 | 2 |  | Baseband 6651 | [12 empty] | INST : Mod. 850 / AAS FDD AWS&1900 / |  | MIC BO 3YPlan 2023_2BB_6R | 11 | 2xBaseband 6651, 3xRadio 2219 B5, 3xRadio AAS B25/B66, | [27 empty] | 70 | 6 |  | 59 | [81 empty] | 2xBaseband 6651, 3xRadio 2219 B5, 3xRadio AAS B25/B66,
197 | RO 2021 - LTE Capacity H1_119 Sitios / | 0 | Proyecto Millicom Bolivia 3YPlan 2023 | CEC | Condominio El Cristo | In Services | -17.7712 | -63.1834 | Urban | Santa Cruz de la Sierra | Andres Ibanez | Santa Cruz | 6 | Monopolo | RBS6101 | - | 3 | 3 | 0 | 0 | 0 | 3 | 2 | 0 | 11 |  | 1 BB 6630 GL-1 DUW 31 01 | 3 RRUS 12 B5 G | 3 | 1 BB 6630 GL | 1 | RBS 6630 | 3 RRUS 01 B5 W | 3 | 1 DUW 31 01 | 1 | RBS 6101 | N/A | 0 | N/A | 0 | N/A | N/A | 0 | N/A | 0 | N/A | 3 RRUS 11B4 | 3 | 0 BB 6630 GL | 0 | RBS 6101 | 2 R 4415 B2/B25 | 2 | 0 BB 6630 GL | 0 | RBS 6630 | 0 | 0 | 0 | 0 | 0 | 11 |  |  |  | 2024 | GWL |  |  | -Mod. 850 (1-2-3) ; Exp. LTE (I) ; MIMO4 LTE (F) ; AAS FDD (DEGH) ; | 3 | 0 | 0 | 1 | 0 | 2 |  | 6 | 11 |  | 0 | 0 | 1 | 0 | 0 | 0 | 0 | 1 | Mod. 850 (1-2-3) ; Exp. LTE (I) ; MIMO4 LTE (F) ; AAS FDD (DEGH) ; | DEFGH | I(1-2-3) | 2 | 0 | 2 |  | Baseband 6651 | [12 empty] | INST : Mod. 850 / LTE 1900 / AAS FDD AWS&1900 / |  | MIC BO 3YPlan 2023_2BB_6R_1A | 19 | 2xBaseband 6651, 3xRadio 2219 B5, 1xRadio 4499 44B2/25 44B66A, 2xRadio AAS B25/B66, |  | 1xAntenna 4pH, | [25 empty] | 30 | 6 |  | 21 | [81 empty] | 2xBaseband 6651, 3xRadio 2219 B5, 1xRadio 4499 44B2/25 44B66A, 2xRadio AAS B25/B66, 1xAntenna 4pH,
198 | Swap Oruro & Potosí 2021 | 0 | Proyecto Millicom Bolivia 3YPlan 2023 | DAL | Dalence | In Services | -17.9757 | -67.0537 | 0 | - | - | Oruro | 60 | Selfsupported | Enclosure 6150 | 0 | 0 | 0 | 3 | 0 | 2 | 1 | 1 | 0 | 7 |  | 1 BB 6630 GWL | 3 R 2219 B5 | 3 | 1 BB 6630 GWL | 1 | RBS 6630 | 0 2219 B5 | 0 | 0 BB 6630 GWL | 1 | RBS 6630 | N/A | 0 | N/A | 1 | N/A | 2 R 4449 B5 B12A | 2 | 0 BB 6630 GWL | 0 | RBS 6630 | 1 R 4415 B66A | 1 | 0 BB 6630 GWL | 0 | RBS 6630 | 1 R 4415 B2 B25 | 1 | 0 BB 6630 GWL | 0 | RBS 6630 | N/A | 0 | N/A | 0 | N/A | 7 |  |  |  | 2024 | GWL |  |  | -Mod. 850 (1-2) ; Exp. LTE (F) ; Sectorizar (DEGH) | 0 | 1 | 2 | 0 | 0 | 0 |  | 3 | 7 |  | 0 | 0 | 1 | 0 | 0 | 2 | 0 | 3 | Mod. 850 (1-2) ; Exp. LTE (F) ; Sectorizar (DEGH) | ABCEG | DHF(1-2) | 2 | 0 | 0 | [14 empty] | INST : Mod. 850 / LTE AWS / Sectorize AWS&1900 / |  | MIC BO 3YPlan 2023_3R_3A | 27 | 1xRadio 4415 B2/25, 2xRadio 4415 B66A, |  | 1xAntenna 4pH, 2xTwin Beam Antenna, | [25 empty] | 100 | 3 |  | 81 | [81 empty] | 1xRadio 4415 B2/25, 2xRadio 4415 B66A, 1xAntenna 4pH, 2xTwin Beam Antenna,
199 | RO 2021 - LTE Capacity H2/0 | 0 | Proyecto Millicom Bolivia 3YPlan 2023 | PDR | Pedro Ribera | In Services | -17.7613 | -63.17 | Urban | Santa Cruz de la Sierra | Andres Ibanez | Santa Cruz | 25 | Poste Metálico | RBS6101 | - | 3 | 3 | 0 | 0 | 0 | 3 | 2 | 0 | 11 |  | 1 DUG 20 01-1 DUW 31 01-1 BB 6630 L | 3 RRU 01 B5 | 3 | 1 DUG 20 01 | 1 | RBS 6601_SHARE | 3 RRU 01 B5 | 3 | 1 DUW 31 01 | 1 | RBS6601 | N/A | 0 | N/A | 0 | N/A | N/A | 0 | 0 BB 6630 L | 0 | RBS6630 | 3 RRU 11 B4 | 3 | 1 BB 6630 L | 1 | RBS6630 | 2 R 4415 B2/B25 | 2 | 0 BB 6630 L | 0 | RBS6630 | 0 | 0 | 0 | 0 | 0 | 11 |  |  |  | 2024 | GWL |  |  | -Mod. 850 (1-3) ; Exp. LTE (H) ; MIMO4 LTE (E) ; AAS FDD (DFGI) ; | 2 | 0 | 0 | 1 | 0 | 2 |  | 5 | 11 |  | 0 | 0 | 1 | 0 | 0 | 0 | 0 | 1 | Mod. 850 (1-3) ; Exp. LTE (H) ; MIMO4 LTE (E) ; AAS FDD (DFGI) ; | DEFGI | H(1-3) | 4 | 0 | 2 |  | Baseband 6651 | [12 empty] | INST : Mod. 850 / LTE 1900 / AAS FDD AWS&1900 / |  | MIC BO 3YPlan 2023_2BB_5R_1A | 16 | 2xBaseband 6651, 2xRadio 2219 B5, 1xRadio 4499 44B2/25 44B66A, 2xRadio AAS B25/B66, |  | 1xAntenna 4pH, | [25 empty] | 50 | 5 |  | 42 | [81 empty] | 2xBaseband 6651, 2xRadio 2219 B5, 1xRadio 4499 44B2/25 44B66A, 2xRadio AAS B25/B66, 1xAntenna 4pH,
200 | RO 2021 - LTE Capacity H2/0 | 0 | Proyecto Millicom Bolivia 3YPlan 2023 | EGL | El Gallito | In Services | -17.8546 | -63.1039 | Urban | Santa Cruz de la Sierra | Andres Ibanez | Santa Cruz | 60 | Selfsupported | PBC6200 | - | 3 | 3 | 0 | 0 | 0 | 3 | 2 | 0 | 11 |  | 1 DUG 20 01-1 DUW 31 01-1 BB 6630 L | 3 RRUS 12 B5 | 3 | 1 DUG 20 01 | 1 | RBS 6601_SHARE | 3 RRU 01 B5 | 3 | 1 DUW 31 01 | 1 | RBS 6601 | N/A | 0 | N/A | 0 | N/A | N/A | 0 | N/A | 0 | N/A | 3 RRUS 32 B4 | 3 | 1 BB 6630 L | 1 | RBS 6630 | 2 R 4415 B2/B25 | 2 | 0 BB 6630 L | 0 | RBS 6630 | 0 | 0 | 0 | 0 | 0 | 11 |  |  |  | 2024 | GWL |  |  | -Mod. 850 (1-2) ; AAS FDD (DEGH) ; | 2 | 0 | 0 | 0 | 0 | 2 |  | 4 | 11 |  | 0 | 0 | 0 | 0 | 0 | 0 | 0 | 0 | Mod. 850 (1-2) ; AAS FDD (DEGH) ; | DEFGH | (1-2) | 5 | 0 | 2 |  | Baseband 6651 | [12 empty] | INST : Mod. 850 / AAS FDD AWS&1900 / |  | MIC BO 3YPlan 2023_2BB_4R | 7 | 2xBaseband 6651, 2xRadio 2219 B5, 2xRadio AAS B25/B66, | [27 empty] | 100 | 4 |  | 81 | [81 empty] | 2xBaseband 6651, 2xRadio 2219 B5, 2xRadio AAS B25/B66,
201 | / LTE RO 2020 Capacity H1 - 1900Mhz | 0 | Proyecto Millicom Bolivia 3YPlan 2023 | SAT2 | Satelite Norte II | In Services | -17.6037 | -63.1518 | Urban | Warnes | Warnes | Santa Cruz | 25 | Selfsupported | RBS6101 | - | 0 | 3 | 0 | 3 | 0 | 3 | 3 | 0 | 12 |  | 1 DUW 31 01-1 DUW 31 01-1 DUS 31 02 | N/A | 0 | N/A | 0 | N/A | 3 RRU 01 B5 | 3 | 1 DUW 31 01 | 1 | RBS6101 | 3 RRUS 01 B2 W | 3 | 1 DUW 31 01 | 1 | RBS6101 | N/A | 0 | N/A | 0 | N/A | 1 RRU 11 B4; 2 RRU 32 B4 | 3 | 1 DUS 31 02 | 1 | RBS6101 | 3 R 2217B2 | 3 | 0 DUS 31 02 | 0 | RBS6101 | 0 | 0 | 0 | 0 | 0 | 12 |  |  |  | 2024 | WL |  |  | -Mod. 850 (1-2-3) ; AAS FDD (EFHI) ; Sectorizar (DG) | 3 | 1 | 0 | 0 | 0 | 2 |  | 6 | 12 |  | 0 | 0 | 0 | 0 | 0 | 1 | 0 | 1 | Mod. 850 (1-2-3) ; AAS FDD (EFHI) ; Sectorizar (DG) | DEFGHI | (1-2-3) | 10 | 1 | 2 | Baseband 6631 | Baseband 6651 | [12 empty] | INST : Mod. 850 / Sectorize AWS&1900 / AAS FDD AWS&1900 / |  | MIC BO 3YPlan 2023_3BB_6R_1A | 20 | 1xBaseband 6631, 2xBaseband 6651, 3xRadio 2219 B5, 1xRadio 4415 B2/25, 2xRadio AAS B25/B66, |  | 1xTwin Beam Antenna, | [25 empty] | 50 | 6 |  | 42 | [81 empty] | 1xBaseband 6631, 2xBaseband 6651, 3xRadio 2219 B5, 1xRadio 4415 B2/25, 2xRadio AAS B25/B66, 1xTwin Beam Antenna,
202 | RO 2021 - LTE Capacity H2-P1 | RO 2022 Capacity H2 | Proyecto Millicom Bolivia 3YPlan 2023 | MIS | Misiones | In Services | -17.8416 | -63.1814 | Urban | Santa Cruz de la Sierra | Andres Ibanez | Santa Cruz | 50 | Selfsupported | PU6210 | - | 3 | 3 | 0 | 0 | 0 | 3 | 3 | 0 | 12 |  | 1 DUG 20 01-1 DUW 31 01-1 BB 5212 L | 3 RRU 12 B5 | 3 | 1 DUG 20 01 | 1 | RBS 6601_SHARE | 3 RRU 01 B5 | 3 | 1 DUW 31 01 | 1 | RBS6601_SHARE | N/A | 0 | N/A | 0 | N/A | N/A | 0 | N/A | 0 | N/A | 3 RRUS 32 B4 | 3 | 1 BB 5212 L | 1 | RBS6601 | 3 R 4415 B2 B25 | 3 | 0 BB 5212 L | 0 | RBS6601 | 0 | 0 | 0 | 0 | 0 | 12 |  |  |  | 2024 | GWL |  |  | -Mod. 850 (1-2-3) ; Exp. LTE (C) ; MIMO4 LTE (I) ; Sectorizar (DEGH) | 3 | 0 | 0 | 0 | 1 | 0 |  | 4 | 12 |  | 1 | 0 | 0 | 0 | 0 | 2 | 0 | 3 | Mod. 850 (1-2-3) ; Exp. LTE (C) ; MIMO4 LTE (I) ; Sectorizar (DEGH) | DEFGHI | C(1-2-3) | 1 | 1 | 0 | Baseband 6631 | [13 empty] | INST : Mod. 850 / LTE 700 / Sectorize AWS&1900 / |  | MIC BO 3YPlan 2023_1BB_4R_3A | 12 | 1xBaseband 6631, 3xRadio 2219 B5, 1xRadio 4478 B12A, |  | 1xAntenna 2pL, 2xTwin Beam Antenna, | [25 empty] | 100 | 4 |  | 70 | [81 empty] | 1xBaseband 6631, 3xRadio 2219 B5, 1xRadio 4478 B12A, 1xAntenna 2pL, 2xTwin Beam Antenna,
203 | 0 | RO 2022 Capacity H2 | Proyecto Millicom Bolivia 3YPlan 2023 | ZOO | Zoologico | In Services | -17.7628 | -63.1908 | Urban | Santa Cruz de la Sierra | Andres Ibanez | Santa Cruz | 25 | Selfsupported | RBS6101 | - | 3 | 3 | 0 | 0 | 0 | 1 | 0 | 2 | 9 |  | 1 DUG 20 01-1 DUW3101-1 BB 5212 L | 3 RRU 01 B5 | 3 | 1 DUG 20 01 | 1 | RBS6101 | 3 RRUS01B5 W | 3 | 1 DUW3101 | 1 | RBS 6101 | N/A | 0 | NA | 0 | N/A | N/A | 0 | N/A | 0 | N/A | 1 RRUS 32 B4 | 1 | 1 BB 5212 L | 1 | RBS6101 | N/A | 0 | N/A | 0 | N/A | 2 R 4499 B2B25B66A | 2 | 0 BB 5212 L | 0 | RBS6101 | 9 |  |  |  | 2024 | GWL |  |  | -Mod. 850 (1-3) ; Exp. LTE (ACH) ; Sectorizar (DFGI) | 2 | 1 | 0 | 0 | 1 | 0 |  | 4 | 9 |  | 2 | 0 | 1 | 0 | 0 | 2 | 0 | 5 | Mod. 850 (1-3) ; Exp. LTE (ACH) ; Sectorizar (DFGI) | DEFGI | ACH(1-3) | 1 | 1 | 0 | Baseband 6631 | [13 empty] | INST : Mod. 850 / LTE 700 / LTE 1900 / Sectorize AWS&1900 / |  | MIC BO 3YPlan 2023_1BB_4R_5A | 5 | 1xBaseband 6631, 2xRadio 2219 B5, 1xRadio 4415 B2/25, 1xRadio 4478 B12A, |  | 2xAntenna 2pL, 1xAntenna 4pH, 2xTwin Beam Antenna, | [25 empty] | 50 | 4 |  | 42 | [81 empty] | 1xBaseband 6631, 2xRadio 2219 B5, 1xRadio 4415 B2/25, 1xRadio 4478 B12A, 2xAntenna 2pL, 1xAntenna 4pH, 2xTwin Beam Antenna,
204 | RO 2021 - LTE Capacity H1_119 Sitios / | 0 | Proyecto Millicom Bolivia 3YPlan 2023 | MIL | Señor de Los Milagros | In Services | -17.7993 | -63.2017 | Urban | Santa Cruz de la Sierra | Andres Ibanez | Santa Cruz | 19 | Selfsupported | RBS6101 | - | 3 | 3 | 0 | 0 | 0 | 3 | 2 | 0 | 11 |  | 1 BB 6630 GL-1 DUW 31 01 | 3 RRU 01 B5 | 3 | 1 BB 6630 GL | 1 | RBS 6601_SHARE | 3 RRU 01 B5 | 3 | 1 DUW 31 01 | 1 | RBS6601_SHARE | N/A | 0 | N/A | 0 | N/A | N/A | 0 | N/A | 0 | N/A | 3 RRUS 32 B4 | 3 | 0 BB 6630 GL | 0 | RBS6601_SHARE | 2 R 4415 B2/B25 | 2 | 0 BB 6630 GL | 0 | RBS 6630 | 0 | 0 | 0 | 0 | 0 | 11 |  |  |  | 2024 | GWL |  |  | -Mod. 850 (1-2-3) ; Exp. LTE (H) ; AAS FDD (FI) ; | 3 | 1 | 0 | 0 | 0 | 1 |  | 5 | 11 |  | 0 | 0 | 1 | 0 | 0 | 0 | 0 | 1 | Mod. 850 (1-2-3) ; Exp. LTE (H) ; AAS FDD (FI) ; | DEFGI | H(1-2-3) | 1 | 0 | 1 |  | Baseband 6651 | [12 empty] | INST : Mod. 850 / LTE 1900 / AAS FDD AWS&1900 / |  | MIC BO 3YPlan 2023_1BB_5R_1A | 1 | 1xBaseband 6651, 3xRadio 2219 B5, 1xRadio 4415 B2/25, 1xRadio AAS B25/B66, |  | 1xAntenna 4pH, | [25 empty] | 50 | 5 |  | 35 | [81 empty] | 1xBaseband 6651, 3xRadio 2219 B5, 1xRadio 4415 B2/25, 1xRadio AAS B25/B66, 1xAntenna 4pH,
205 | RO 2021 - LTE Capacity H1_119 Sitios / Desinstalación H1 1900 2020 | RO 2022 Capacity H2 | Proyecto Millicom Bolivia 3YPlan 2023 | REC | Recoleta | In Services | -17.3778 | -66.1553 | Urban | Cochabamba | Cercado (CBBA) | Cochabamba | 10 | Selfsupported | PBC6200 | - | 0 | 0 | 3 | 0 | 3 | 3 | 3 | 0 | 12 |  | 1 BB 5216 GW-1 BB 6631 L | 3 R 2219 B5 GW | 3 | 1 BB 5216 GW | 1 | RBS 6601 | 0 R 2219 B5 GW | 0 | 0 BB 5216 GW | 0 | RBS 6601 | N/A | 0 | N/A | 0 | N/A | 3 RRUS 11 B12 | 3 | 1 BB 6631 L | 1 | RBS6631 | 3 RRUS 32 B4 | 3 | 0 BB 6631 L | 0 | RBS6631 | 3 R 4415 B2/B25 | 3 | 0 BB 6631 L | 0 | RBS6631 | 0 | 0 | 0 | 0 | 0 | 12 |  |  |  | 2024 | GWL |  |  | -Mod. 850 (1-2-3) ; AAS FDD (DG) ; Sectorizar (EFHI) | 0 | 0 | 0 | 0 | 0 | 1 |  | 1 | 12 |  | 0 | 0 | 0 | 0 | 0 | 2 | 0 | 2 | Mod. 850 (1-2-3) ; AAS FDD (DG) ; Sectorizar (EFHI) | ABCDEFGHI | (1-2-3) | 9 | 1 | 1 | Baseband 6631 | Baseband 6651 | [12 empty] | INST : Mod. 850 / Sectorize AWS&1900 / AAS FDD AWS&1900 / |  | MIC BO 3YPlan 2023_2BB_1R_2A | 1 | 1xBaseband 6631, 1xBaseband 6651, 1xRadio AAS B25/B66, |  | 2xTwin Beam Antenna, | [25 empty] | 30 | 1 |  | 25 | [81 empty] | 1xBaseband 6631, 1xBaseband 6651, 1xRadio AAS B25/B66, 2xTwin Beam Antenna,
206 | / LTE RO 2020 Capacity H1 - 1900Mhz | 0 | Proyecto Millicom Bolivia 3YPlan 2023 | JRG | San Jorge | In Services | -17.7325 | -63.0977 | Urban | Santa Cruz de la Sierra | Andres Ibanez | Santa Cruz | 40 | Selfsupported | PBC6200 | - | 3 | 3 | 0 | 0 | 0 | 3 | 3 | 0 | 12 |  | 1 DUG 20 01-1 DUW 31 01-1 BB 5216 L | 3 RRUS 12 B5 G | 3 | 1 DUG 20 01 | 1 | RBS 6601_SHARE | 3 RRUS 01 B5 W | 3 | 1 DUW 31 01 | 1 | RBS6601 | N/A | 0 | N/A | 0 | N/A | N/A | 0 | N/A | 0 | N/A | 3 R 4415B66A | 3 | 1 BB 5216 L | 1 | RBS 6601 | 3 R 2217B2 | 3 | 0 BB 5216 L | 0 | RBS 6601 | 0 | 0 | 0 | 0 | 0 | 12 |  |  |  | 2024 | GWL |  |  | -Mod. 850 (1-2-3) ; AAS FDD (DEFGHI) ; | 3 | 0 | 0 | 0 | 0 | 3 |  | 6 | 12 |  | 0 | 0 | 0 | 0 | 0 | 0 | 0 | 0 | Mod. 850 (1-2-3) ; AAS FDD (DEFGHI) ; | DEFGHI | (1-2-3) | 26 | 1 | 2 | Baseband 6631 | Baseband 6651 | [12 empty] | INST : Mod. 850 / AAS FDD AWS&1900 / |  | MIC BO 3YPlan 2023_3BB_6R | 9 | 1xBaseband 6631, 2xBaseband 6651, 3xRadio 2219 B5, 3xRadio AAS B25/B66, | [27 empty] | 70 | 6 |  | 59 | [81 empty] | 1xBaseband 6631, 2xBaseband 6651, 3xRadio 2219 B5, 3xRadio AAS B25/B66,
207 | / LTE RO 2020 Capacity H2 - 1900Mhz | 0 | Proyecto Millicom Bolivia 3YPlan 2023 | BPC | B. Petrol Caja | In Services | -17.8151 | -63.1896 | Urban | Santa Cruz de la Sierra | Andres Ibanez | Santa Cruz | 25 | Selfsupported | RBS6101 | E6150 | 3 | 3 | 0 | 3 | 0 | 3 | 0 | 0 | 12 |  | 1 DUG 20 01-1 BB 6630 WL | 3 RRUS 01 B5 G | 3 | 1 DUG 20 01 | 1 | RBS 6101 | 3 RRUS01B5 W | 3 | 1 BB 6630 WL | 1 | RBS 6101 | 3 RRUS 01 B2 W | 3 | 0 BB 6630 WL | 0 | RBS 6101 | N/A | 0 | N/A | 0 | N/A | 3 R 4415B66A L | 3 | 0 BB 6630 WL | 0 | RBS 6101 | N/A | 0 | N/A | 0 | N/A | 0 | 0 | 0 | 0 | 0 | 12 |  |  |  | 2024 | GWL |  |  | -Mod. 850 (1-2) ; Exp. LTE (HI) ; AAS FDD (DG) ; | 2 | 2 | 0 | 0 | 0 | 1 |  | 5 | 12 |  | 0 | 0 | 2 | 0 | 0 | 0 | 0 | 2 | Mod. 850 (1-2) ; Exp. LTE (HI) ; AAS FDD (DG) ; | DEFG | HI(1-2) | 4 | 0 | 1 |  | Baseband 6651 | [12 empty] | INST : Mod. 850 / LTE 1900 / AAS FDD AWS&1900 / |  | MIC BO 3YPlan 2023_1BB_5R_2A | 17 | 1xBaseband 6651, 2xRadio 2219 B5, 2xRadio 4415 B2/25, 1xRadio AAS B25/B66, |  | 2xAntenna 4pH, | [25 empty] | 50 | 5 |  | 42 | [81 empty] | 1xBaseband 6651, 2xRadio 2219 B5, 2xRadio 4415 B2/25, 1xRadio AAS B25/B66, 2xAntenna 4pH,
208 | 0 | 0 | Proyecto Millicom Bolivia 3YPlan 2023 | BOR | B. Oriental | In Services | -17.7494 | -63.188 | Urban | Santa Cruz de la Sierra | Andres Ibanez | Santa Cruz | 25 | Selfsupported | RBS6101 | - | 3 | 3 | 0 | 3 | 0 | 2 | 0 | 0 | 11 |  | 1 DUG 20 01-1 DUW 31 01-1 DUW 41 01-1 BB 5212 L | 3 RRUS 01 B5 | 3 | 1 DUG 20 01 | 1 | RBS6601 Share | 3 RRUS 01 B5 | 3 | 1 DUW 31 01 | 1 | RBS6601 Share | 3 RRUS 01 B2 W | 3 | 1 DUW 41 01 | 1 | RBS6601 Share | N/A | 0 | N/A | 0 | N/A | 2 RRUS 32 B4 | 2 | 1 BB 5212 L | 1 | RBS6601 Share | N/A | 0 | N/A | 0 | N/A | 0 | 0 | 0 | 0 | 0 | 11 |  |  |  | 2024 | GWL |  |  | -Mod. 850 (2-3) ; Exp. LTE (GI) ; AAS FDD (EH) ; | 2 | 2 | 0 | 0 | 0 | 1 |  | 5 | 11 |  | 0 | 0 | 2 | 0 | 0 | 0 | 0 | 2 | Mod. 850 (2-3) ; Exp. LTE (GI) ; AAS FDD (EH) ; | DEFH | GI(2-3) | 1 | 1 | 1 | Baseband 6631 | Baseband 6651 | [12 empty] | INST : Mod. 850 / LTE 1900 / AAS FDD AWS&1900 / |  | MIC BO 3YPlan 2023_2BB_5R_2A | 8 | 1xBaseband 6631, 1xBaseband 6651, 2xRadio 2219 B5, 2xRadio 4415 B2/25, 1xRadio AAS B25/B66, |  | 2xAntenna 4pH, | [25 empty] | 50 | 5 |  | 42 | [81 empty] | 1xBaseband 6631, 1xBaseband 6651, 2xRadio 2219 B5, 2xRadio 4415 B2/25, 1xRadio AAS B25/B66, 2xAntenna 4pH,
209 | / LTE RO 2020 Capacity H2 - 1900Mhz | 0 | Proyecto Millicom Bolivia 3YPlan 2023 | BAM | B. Las Américas | In Services | -17.8645 | -63.2023 | Urban | Santa Cruz de la Sierra | Andres Ibanez | Santa Cruz | 40 | Selfsupported | RBS6101 | - | 3 | 3 | 0 | 0 | 0 | 3 | 2 | 0 | 11 |  | 1 BB 6630 (GL)-1 DUW 31 01 | 3 RRU 12 B5 | 3 | 1 BB 6630 (GL) | 1 | RBS 6630 | 3 RRU 01 B5 | 3 | 1 DUW 31 01 | 1 | RBS 6601_SHARE | N/A | 0 | N/A | 0 | N/A | N/A | 0 | N/A | 0 | N/A | 3 RRUS 32 B4 | 3 | 0 BB 6630 (GL) | 0 | RBS 6630 | 2 R 4415 B2B25 | 2 | 0 BB 6630 (GL) | 0 | RBS 6630 | 0 | 0 | 0 | 0 | 0 | 11 |  |  |  | 2024 | GWL |  |  | -Mod. 850 (1-2) ; Exp. LTE (CG) ; AAS FDD (EH) ; | 2 | 1 | 0 | 0 | 1 | 1 |  | 5 | 11 |  | 1 | 0 | 1 | 0 | 0 | 0 | 0 | 2 | Mod. 850 (1-2) ; Exp. LTE (CG) ; AAS FDD (EH) ; | DEFHI | CG(1-2) | 1 | 0 | 1 |  | Baseband 6651 | [12 empty] | INST : Mod. 850 / LTE 700 / LTE 1900 / AAS FDD AWS&1900 / |  | MIC BO 3YPlan 2023_1BB_5R_2A | 17 | 1xBaseband 6651, 2xRadio 2219 B5, 1xRadio 4415 B2/25, 1xRadio 4478 B12A, 1xRadio AAS B25/B66, |  | 1xAntenna 2pL, 1xAntenna 4pH, | [25 empty] | 70 | 5 |  | 59 | [81 empty] | 1xBaseband 6651, 2xRadio 2219 B5, 1xRadio 4415 B2/25, 1xRadio 4478 B12A, 1xRadio AAS B25/B66, 1xAntenna 2pL, 1xAntenna 4pH,
210 | RO 2018 - LTE Capacity | RO 2022 Capacity H2 | Proyecto Millicom Bolivia 3YPlan 2023 | UGP | Urb. Gran Paititi | In Services | -17.5391 | -63.1684 | Urban | Warnes | Warnes | Santa Cruz | 25 | Selfsupported | RBS6101 | - | 3 | 3 | 0 | 0 | 3 | 1 | 3 | 0 | 13 |  | 1 DUG 20 01-1 DUW 31 01-1 BB 6630 L | 3 RRUS 01 B5 G | 3 | 1 DUG 20 01 | 1 | RBS 6601_SHARE | 3 RRU 01 B5 W | 3 | 1 DUW 31 01 | 1 | RBS6601_SHARE | N/A | 0 | N/A | 0 | N/A | 3 RRUS 11 B12 | 3 | 1 BB 6630 L | 1 | RBS6601 | 1 RRUS 32 B4 | 1 | 0 BB 6630 L | 0 | RBS 6601 | 3 R 4415 B2/B25 | 3 | 0 BB 6630 L | 0 | RBS 6601 | 0 | 0 | 0 | 0 | 0 | 13 |  |  |  | 2024 | GWL |  |  | -Mod. 850 (3) ; Exp. LTE (DE) ; MIMO4 LTE (GH) ; AAS FDD (FI) ; | 1 | 0 | 2 | 0 | 0 | 1 |  | 4 | 13 |  | 0 | 0 | 2 | 0 | 0 | 0 | 0 | 2 | Mod. 850 (3) ; Exp. LTE (DE) ; MIMO4 LTE (GH) ; AAS FDD (FI) ; | ABCFGHI | DE(3) | 1 | 1 | 1 | Baseband 6631 | Baseband 6651 | [12 empty] | INST : Mod. 850 / LTE AWS / AAS FDD AWS&1900 / |  | MIC BO 3YPlan 2023_2BB_4R_2A | 6 | 1xBaseband 6631, 1xBaseband 6651, 1xRadio 2219 B5, 2xRadio 4415 B66A, 1xRadio AAS B25/B66, |  | 2xAntenna 4pH, | [25 empty] | 50 | 4 |  | 42 | [81 empty] | 1xBaseband 6631, 1xBaseband 6651, 1xRadio 2219 B5, 2xRadio 4415 B66A, 1xRadio AAS B25/B66, 2xAntenna 4pH,
211 | RO 2021 - LTE Capacity H1_119 Sitios / LTE RO 2020 Capacity H2 - 1900Mhz | 0 | Proyecto Millicom Bolivia 3YPlan 2023 | TBC | Terminal de Buses CBBA | In Services | -17.402 | -66.1563 | Urban | Cochabamba | Cercado (CBBA) | Cochabamba | 10 | Selfsupported | Enclosure 6150 | - | 0 | 0 | 3 | 0 | 0 | 3 | 1 | 0 | 7 |  | 1 BB 5216 GW-1 BB 5212 L | 3 R 2219 B5 GW | 3 | 1 BB 5216 GW | 1 | RBS 6601_SHARE | 0 R 2219 B5 GW | 0 | 0 BB 5216 GW | 0 | RBS 6601_SHARE | N/A | 0 | N/A | 0 | N/A | N/A | 0 | N/A | 0 | N/A | 3 RRUS 32 B4 | 3 | 1 BB 5212 L | 1 | RBS6601_SHARE | 1 R 4415 B2/B25 | 1 | 0 BB 5212 L | 0 | RBS 6601 | 0 | 0 | 0 | 0 | 0 | 7 |  |  |  | 2024 | GWL |  |  | -Mod. 850 (2-3) ; Exp. LTE (ABC) ; Sectorizar (EFHI) | 0 | 2 | 0 | 0 | 2 | 0 |  | 4 | 7 |  | 0 | 0 | 0 | 3 | 0 | 2 | 0 | 5 | Mod. 850 (2-3) ; Exp. LTE (ABC) ; Sectorizar (EFHI) | DEFGHI | ABC(2-3) | 1 | 1 | 0 | Baseband 6631 | [13 empty] | INST : Mod. 850 / LTE 700 / Sectorize AWS&1900 / |  | MIC BO 3YPlan 2023_1BB_4R_5A | 5 | 1xBaseband 6631, 2xRadio 4415 B2/25, 2xRadio 4478 B12A, |  | 3xAntenna 4pL, 2xTwin Beam Antenna, | [25 empty] | 30 | 4 |  | 25 | [81 empty] | 1xBaseband 6631, 2xRadio 4415 B2/25, 2xRadio 4478 B12A, 3xAntenna 4pL, 2xTwin Beam Antenna,
212 | RO 2021 - LTE Capacity H1_119 Sitios / Desinstalación H1 1900 2020 | 0 | Proyecto Millicom Bolivia 3YPlan 2023 | MEG | Mercado El Gallo | In Services | -17.4067 | -66.1564 | Urban | Cochabamba | Cercado (CBBA) | Cochabamba | 6 | Monopolo | Enclosure 6150 | - | 0 | 0 | 3 | 0 | 0 | 3 | 3 | 0 | 9 |  | 1 BB 5216 GW-1 BB 5212 L | 3 R 2219 B5 GW | 3 | 1 BB 5216 GW | 1 | RBS 6601 | 0 R 2219 B5 GW | 0 | 0 BB 5216 GW | 0 | RBS 6601 | N/A | 0 | N/A | 0 | N/A | N/A | 0 | N/A | 0 | N/A | 3 RRUS 32 B4 | 3 | 1 BB 5212 L | 1 | RBS 6601 | 3 R 4415 B2/B25 | 3 | 0 BB 5212 L | 0 | RBS 6601 | 0 | 0 | 0 | 0 | 0 | 9 |  |  |  | 2024 | GWL |  |  | -Mod. 850 (1-2-3) ; Exp. LTE (ABC) ; Sectorizar (DFGI) | 0 | 0 | 0 | 0 | 2 | 0 |  | 2 | 9 |  | 0 | 0 | 0 | 3 | 0 | 2 | 0 | 5 | Mod. 850 (1-2-3) ; Exp. LTE (ABC) ; Sectorizar (DFGI) | DEFGHI | ABC(1-2-3) | 1 | 1 | 0 | Baseband 6631 | [13 empty] | INST : Mod. 850 / LTE 700 / Sectorize AWS&1900 / |  | MIC BO 3YPlan 2023_1BB_2R_5A | 1 | 1xBaseband 6631, 2xRadio 4478 B12A, |  | 3xAntenna 4pL, 2xTwin Beam Antenna, | [25 empty] | 30 | 2 |  | 21 | [81 empty] | 1xBaseband 6631, 2xRadio 4478 B12A, 3xAntenna 4pL, 2xTwin Beam Antenna,
213 | / LTE RO 2020 Capacity H1 - AWS | RO 2022 Capacity H2 | Proyecto Millicom Bolivia 3YPlan 2023 | SJM | San Juan Macias | In Services | -17.7578 | -63.1629 | Urban | Santa Cruz de la Sierra | Andres Ibanez | Santa Cruz | 25 | Selfsupported | RBS6101 | - | 0 | 3 | 0 | 0 | 0 | 3 | 3 | 0 | 9 |  | 1 DUW 3101-1 BB 5212 L | N/A | 0 | N/A | 0 | N/A | 3 RRUS 01B5 W | 3 | 1 DUW 3101 | 1 | RBS 6101 | N/A | 0 | N/A | 0 | N/A | N/A | 0 | N/A | 0 | N/A | 3 Radio 4415B66A | 3 | 1 BB 5212 L | 1 | RBS 6101 | 3 R 4415 B2 B25 | 3 | 0 BB 5212 L | 0 | RBS 6101 | 0 | 0 | 0 | 0 | 0 | 9 |  |  |  | 2024 | WL |  |  | -Mod. 850 (1-2-3) ; Sectorizar (DEGH) | 3 | 0 | 0 | 0 | 0 | 0 |  | 3 | 9 |  | 0 | 0 | 0 | 0 | 0 | 2 | 0 | 2 | Mod. 850 (1-2-3) ; Sectorizar (DEGH) | DEFGHI | (1-2-3) | 1 | 1 | 0 | Baseband 6631 | [13 empty] | INST : Mod. 850 / Sectorize AWS&1900 / |  | MIC BO 3YPlan 2023_1BB_3R_2A | 6 | 1xBaseband 6631, 3xRadio 2219 B5, |  | 2xTwin Beam Antenna, | [25 empty] | 50 | 3 |  | 42 | [81 empty] | 1xBaseband 6631, 3xRadio 2219 B5, 2xTwin Beam Antenna,
214 | Swap Oruro & Potosí 2021 | 0 | Proyecto Millicom Bolivia 3YPlan 2023 | HVL | Hotel Valery | In Services | -19.5782 | -65.7545 | 0 | - | - | Potosi | 6 | Monopolo | Enclosure 6150 | 0 | 0 | 0 | 3 | 0 | 0 | 0 | 0 | 3 | 6 |  | 1 BB 6630 GW | 3 R 2219 B5 | 3 | 1 BB 6630 GW | 1 | RBS 6630 | 0 2219 B5 | 0 | 0 BB 6630 GW | 2 | RBS 6630 | N/A | 0 | N/A | 2 | N/A | N/A | 0 | N/A | 0 | N/A | N/A | 0 | N/A | 0 | N/A | N/A | 0 | N/A | 0 | N/A | 3 R 4499 B2B25B66A | 3 | 1 BB 6630 L | 1 | RBS 6630 | 6 |  |  |  | 2024 | GWL |  |  | -Mod. 850 (1-3) ; Exp. LTE (AB) ; AAS FDD (FI) ; Sectorizar (DG) | 0 | 0 | 0 | 0 | 1 | 1 |  | 2 | 6 |  | 0 | 0 | 0 | 2 | 0 | 1 | 0 | 3 | Mod. 850 (1-3) ; Exp. LTE (AB) ; AAS FDD (FI) ; Sectorizar (DG) | DEFGHI | AB(1-3) | 1 | 0 | 1 |  | Baseband 6651 | [12 empty] | INST : Mod. 850 / LTE 700 / Sectorize AWS&1900 / AAS FDD AWS&1900 / |  | MIC BO 3YPlan 2023_1BB_2R_3A | 8 | 1xBaseband 6651, 1xRadio 4478 B12A, 1xRadio AAS B25/B66, |  | 2xAntenna 4pL, 1xTwin Beam Antenna, | [25 empty] | 30 | 2 |  | 21 | [81 empty] | 1xBaseband 6651, 1xRadio 4478 B12A, 1xRadio AAS B25/B66, 2xAntenna 4pL, 1xTwin Beam Antenna,
215 | RO 2021 - LTE Capacity H2/0 | 0 | Proyecto Millicom Bolivia 3YPlan 2023 | ALB | Albo | In Services | -17.7759 | -63.135 | Urban | Santa Cruz de la Sierra | Andres Ibanez | Santa Cruz | 19 | Selfsupported | RBS6101 | - | 3 | 3 | 0 | 0 | 0 | 3 | 2 | 0 | 11 |  | 1 DUG 20 01-1 DUW 31 01-1 BB 6630 L | 3 RRUS 12 B5 | 3 | 1 DUG 20 01 | 1 | RBS6601 Share | 3 RRUS 01 B5 | 3 | 1 DUW 31 01 | 1 | RBS6601 | N/A | 0 | N/A | 0 | N/A | N/A | 0 | N/A | 0 | N/A | 3 RRUS 11 B4 | 3 | 1 BB 6630 L | 1 | RBS 6630 | 2 R 4415 B2/B25 | 2 | 0 BB 6630 L | 0 | RBS 6630 | 0 | 0 | 0 | 0 | 0 | 11 |  |  |  | 2024 | GWL |  |  | -Mod. 850 (1-3) ; Exp. LTE (AH) ; MIMO4 LTE (E) ; AAS FDD (FI) ; Sectorizar (DG) | 2 | 0 | 1 | 1 | 1 | 1 |  | 6 | 11 |  | 0 | 0 | 1 | 1 | 0 | 1 | 0 | 3 | Mod. 850 (1-3) ; Exp. LTE (AH) ; MIMO4 LTE (E) ; AAS FDD (FI) ; Sectorizar (DG) | DEFGI | AH(1-3) | 1 | 0 | 1 |  | Baseband 6651 | [12 empty] | INST : Mod. 850 / LTE 700 / LTE 1900 / Sectorize AWS&1900 / AAS FDD AWS&1900 / |  | MIC BO 3YPlan 2023_1BB_6R_3A | 20 | 1xBaseband 6651, 2xRadio 2219 B5, 1xRadio 4415 B66A, 1xRadio 4499 44B2/25 44B66A, 1xRadio 4478 B12A, 1xRadio AAS B25/B66, |  | 1xAntenna 4pH, 1xAntenna 4pL, 1xTwin Beam Antenna, | [25 empty] | 50 | 6 |  | 35 | [81 empty] | 1xBaseband 6651, 2xRadio 2219 B5, 1xRadio 4415 B66A, 1xRadio 4499 44B2/25 44B66A, 1xRadio 4478 B12A, 1xRadio AAS B25/B66, 1xAntenna 4pH, 1xAntenna 4pL, 1xTwin Beam Antenna,
216 | 0 | 0 | Proyecto Millicom Bolivia 3YPlan 2023 | NUR | NUR | In Services | -17.7673 | -63.1836 | Urban | Santa Cruz de la Sierra | Andres Ibanez | Santa Cruz | 25 | Selfsupported | RBS6101 | - | 3 | 3 | 0 | 3 | 0 | 3 | 0 | 0 | 12 |  | 1 DUG 20 01-1 DUW 31 01-1 DUW 31 01-1 DUS 31 02 | 3 RRUS 12 B5 | 3 | 1 DUG 20 01 | 1 | RBS6601_SHARE | 3 RRUS 01 B5 | 3 | 1 DUW 31 01 | 1 | RBS6601 | 3 RRUS 01 B2 | 3 | 1 DUW 31 01 | 1 | RBS6601 | N/A | 0 | N/A | 0 | N/A | 3 RRUS 32 B4 | 3 | 1 DUS 31 02 | 1 | RBS6601_SHARE | N/A | 0 | N/A | 0 | N/A | 0 | 0 | 0 | 0 | 0 | 12 |  |  |  | 2024 | GWL |  |  | -Mod. 850 (1-2) ; Exp. LTE (GHI) ; | 2 | 3 | 0 | 0 | 0 | 0 |  | 5 | 12 |  | 0 | 0 | 3 | 0 | 0 | 0 | 0 | 3 | Mod. 850 (1-2) ; Exp. LTE (GHI) ; | DEF | GHI(1-2) | 2 | 1 | 0 | Baseband 6631 | [13 empty] | INST : Mod. 850 / LTE 1900 / |  | MIC BO 3YPlan 2023_1BB_5R_3A | 9 | 1xBaseband 6631, 2xRadio 2219 B5, 3xRadio 4415 B2/25, |  | 3xAntenna 4pH, | [25 empty] | 50 | 5 |  | 42 | [81 empty] | 1xBaseband 6631, 2xRadio 2219 B5, 3xRadio 4415 B2/25, 3xAntenna 4pH,
217 | / LTE RO 2020 Capacity H1 - 1900Mhz | 0 | Proyecto Millicom Bolivia 3YPlan 2023 | CUN | Canal Universitario | In Services | -17.7778 | -63.1961 | Urban | Santa Cruz de la Sierra | Andres Ibanez | Santa Cruz | 25 | Selfsupported | PBC6200 | - | 0 | 0 | 3 | 0 | 2 | 4 | 3 | 0 | 12 |  | 1 DUG 20 01-1 DUW 31 01-1 BB 5212 L | 3 RRUS 12 B5 GW | 3 | 1 DUG 20 01 | 1 | RBS 6601_SHARE | 0 RRUS 12 B5 GW | 0 | 1 DUW 31 01 | 1 | RBS 6601 | N/A | 0 | N/A | 0 | N/A | 2 RRUS 11 B12 | 2 | 1 BB 5212 L | 1 | RBS 6601 | 2 RRUS 11 B4 2R 4415B66A | 4 | 0 BB 5212 L | 0 | RBS 6601 | 3 R 2217B2 | 3 | 0 BB 5212 L | 0 | RBS 6601 | 0 | 0 | 0 | 0 | 0 | 12 |  |  |  | 2024 | GWL |  |  | -Mod. 850 (1-2) ; AAS FDD (DG) ; Sectorizar (EH) | 2 | 0 | 0 | 1 | 0 | 1 |  | 4 | 12 |  | 0 | 0 | 0 | 0 | 0 | 1 | 0 | 1 | Mod. 850 (1-2) ; AAS FDD (DG) ; Sectorizar (EH) | ACDEFGHI | (1-2) | 1 | 1 | 1 | Baseband 6631 | Baseband 6651 | [12 empty] | INST : Mod. 850 / Sectorize AWS&1900 / AAS FDD AWS&1900 / |  | MIC BO 3YPlan 2023_2BB_4R_1A | 3 | 1xBaseband 6631, 1xBaseband 6651, 2xRadio 2219 B5, 1xRadio 4499 44B2/25 44B66A, 1xRadio AAS B25/B66, |  | 1xTwin Beam Antenna, | [25 empty] | 50 | 4 |  | 42 | [81 empty] | 1xBaseband 6631, 1xBaseband 6651, 2xRadio 2219 B5, 1xRadio 4499 44B2/25 44B66A, 1xRadio AAS B25/B66, 1xTwin Beam Antenna,
218 | RO 2021 - LTE Capacity H1_119 Sitios / Swap CBBA 2018 | 0 | Proyecto Millicom Bolivia 3YPlan 2023 | SET | Seton | In Services | -17.3906 | -66.2075 | Urban | Cochabamba | Cercado (CBBA) | Cochabamba | 40 | Selfsupported | PBC6200 | - | 0 | 0 | 3 | 0 | 3 | 3 | 2 | 0 | 11 |  | 1 BB 5216 GW-1 BB 5212 L | 3 R 2219 B5 GW | 3 | 1 BB 5216 GW | 1 | RBS 6601 | 0 R 2219 B5 GW | 0 | 0 BB 5216 GW | 0 | RBS6601_SHARE | N/A | 0 | N/A | 0 | N/A | 3 RRUS 11 B12 | 3 | 1 BB 5212 L | 1 | RBS6601_SHARE | 3 RRUS 32 B4 | 3 | 0 BB 5212 L | 0 | RBS6601_SHARE | 2 R 4415 B2/B25 | 2 | 0 BB 5212 L | 0 | RBS 6601 | 0 | 0 | 0 | 0 | 0 | 11 |  |  |  | 2024 | GWL |  |  | -Mod. 850 (2-3) ; Exp. LTE (G) ; MIMO4 LTE (D) ; AAS FDD (FI) ; Sectorizar (EH) | 0 | 0 | 0 | 1 | 0 | 1 |  | 2 | 11 |  | 0 | 0 | 1 | 0 | 0 | 1 | 0 | 2 | Mod. 850 (2-3) ; Exp. LTE (G) ; MIMO4 LTE (D) ; AAS FDD (FI) ; Sectorizar (EH) | ABCDEFHI | G(2-3) | 2 | 1 | 1 | Baseband 6631 | Baseband 6651 | [12 empty] | INST : Mod. 850 / LTE 1900 / Sectorize AWS&1900 / AAS FDD AWS&1900 / |  | MIC BO 3YPlan 2023_2BB_2R_2A | 1 | 1xBaseband 6631, 1xBaseband 6651, 1xRadio 4499 44B2/25 44B66A, 1xRadio AAS B25/B66, |  | 1xAntenna 4pH, 1xTwin Beam Antenna, | [25 empty] | 70 | 2 |  | 59 | [81 empty] | 1xBaseband 6631, 1xBaseband 6651, 1xRadio 4499 44B2/25 44B66A, 1xRadio AAS B25/B66, 1xAntenna 4pH, 1xTwin Beam Antenna,
219 | RO 2021 - LTE Capacity H2/0 | 0 | Proyecto Millicom Bolivia 3YPlan 2023 | CDE | Condominio Delta | In Services | -17.76 | -63.1967 | Urban | Santa Cruz de la Sierra | Andres Ibanez | Santa Cruz | 8 | Monopolo | RBS6101 | - | 3 | 3 | 0 | 0 | 0 | 3 | 2 | 0 | 11 |  | 1 DUG 20 01-1 DUW 31 01-1 BB 6630 L | 3 RRUS 01 B5 G | 3 | 1 DUG 20 01 | 1 | RBS 6601_SHARE | 3 RRU 01 B5 W | 3 | 1 DUW 31 01 | 1 | RBS6601 | N/A | 0 | N/A | 0 | N/A | N/A | 0 | N/A | 0 | N/A | 3 RRU 11 B4 | 3 | 1 BB 6630 L | 1 | RBS 6630 | 2 R 4415 B2/B25 | 2 | 0 BB 6630 L | 0 | RBS 6630 | 0 | 0 | 0 | 0 | 0 | 11 |  |  |  | 2024 | GWL |  |  | -Mod. 850 (2-3) ; Exp. LTE (G) ; MIMO4 LTE (D) ; AAS FDD (EFHI) ; | 2 | 0 | 0 | 1 | 0 | 2 |  | 5 | 11 |  | 0 | 0 | 1 | 0 | 0 | 0 | 0 | 1 | Mod. 850 (2-3) ; Exp. LTE (G) ; MIMO4 LTE (D) ; AAS FDD (EFHI) ; | ABCDEFHI | G(2-3) | 4 | 0 | 2 |  | Baseband 6651 | [12 empty] | INST : Mod. 850 / LTE 1900 / AAS FDD AWS&1900 / |  | MIC BO 3YPlan 2023_2BB_5R_1A | 16 | 2xBaseband 6651, 2xRadio 2219 B5, 1xRadio 4499 44B2/25 44B66A, 2xRadio AAS B25/B66, |  | 1xAntenna 4pH, | [25 empty] | 30 | 5 |  | 23 | [81 empty] | 2xBaseband 6651, 2xRadio 2219 B5, 1xRadio 4499 44B2/25 44B66A, 2xRadio AAS B25/B66, 1xAntenna 4pH,
220 | RO 2021 - LTE Capacity H2/0 | 0 | Proyecto Millicom Bolivia 3YPlan 2023 | FRV | B. Fervo | In Services | -17.7328 | -63.1758 | Urban | Santa Cruz de la Sierra | Andres Ibanez | Santa Cruz | 25 | Selfsupported | RBS6101 | - | 3 | 3 | 0 | 0 | 0 | 3 | 2 | 0 | 11 |  | 1 DUG 20 01-1 DUW 31 01-1 BB 6630 L | 3 RRU 01 B5 | 3 | 1 DUG 20 01 | 1 | RBS 6601_SHARE | 3 RRU 01 B5 | 3 | 1 DUW 31 01 | 1 | RBS 6601_SHARE | N/A | 0 | N/A | 0 | N/A | N/A | 0 | N/A | 0 | N/A | 3 RRU 11 B4 | 3 | 1 BB 6630 L | 1 | RBS 6630 | 2 R 4415 B2/B25 | 2 | 0 BB 6630 L | 0 | RBS 6630 | 0 | 0 | 0 | 0 | 0 | 11 |  |  |  | 2024 | GWL |  |  | -Mod. 850 (1-2) ; AAS FDD (DEGH) ; | 2 | 0 | 0 | 0 | 0 | 2 |  | 4 | 11 |  | 0 | 0 | 0 | 0 | 0 | 0 | 0 | 0 | Mod. 850 (1-2) ; AAS FDD (DEGH) ; | DEFGHI | (1-2) | 5 | 0 | 2 |  | Baseband 6651 | [12 empty] | INST : Mod. 850 / AAS FDD AWS&1900 / |  | MIC BO 3YPlan 2023_2BB_4R | 7 | 2xBaseband 6651, 2xRadio 2219 B5, 2xRadio AAS B25/B66, | [27 empty] | 50 | 4 |  | 42 | [81 empty] | 2xBaseband 6651, 2xRadio 2219 B5, 2xRadio AAS B25/B66,
221 | 0 | RO 2022 Capacity H2 | Proyecto Millicom Bolivia 3YPlan 2023 | CCT | Cine Center | In Services | -17.7982 | -63.1791 | Urban | Santa Cruz de la Sierra | Andres Ibanez | Santa Cruz | 6 | Monopolo | RBS6101 | - | 3 | 3 | 0 | 0 | 0 | 0 | 0 | 3 | 9 |  | 1 DUG 20 01-1 DUW 31 01-1 BB 5212 L | 3 RRUS 01 B5 | 3 | 1 DUG 20 01 | 1 | RBS 6601_SHARE | 3 RRU 01 B5 | 3 | 1 DUW 31 01 | 1 | RBS 6601 | N/A | 0 | NA | 0 | N/A | N/A | 0 | N/A | 0 | N/A | N/A | 0 | 1 BB 5212 L | 1 | RBS6601_SHARE | N/A | 0 | N/A | 0 | N/A | 3 R 4499 B2B25B66A | 3 | 1 BB 5212 L | 1 | RBS6601_SHARE | 9 |  |  |  | 2024 | GWL |  |  | -Mod. 850 (1-2-3) ; Exp. LTE (C) ; Sectorizar (DEFGHI) | 3 | 0 | 0 | 0 | 1 | 0 |  | 4 | 9 |  | 0 | 0 | 0 | 1 | 0 | 3 | 0 | 4 | Mod. 850 (1-2-3) ; Exp. LTE (C) ; Sectorizar (DEFGHI) | DEFGHI | C(1-2-3) | 2 | 1 | 0 | Baseband 6631 | [13 empty] | INST : Mod. 850 / LTE 700 / Sectorize AWS&1900 / |  | MIC BO 3YPlan 2023_1BB_4R_4A | 1 | 1xBaseband 6631, 3xRadio 2219 B5, 1xRadio 4478 B12A, |  | 1xAntenna 4pL, 3xTwin Beam Antenna, | [25 empty] | 30 | 4 |  | 21 | [81 empty] | 1xBaseband 6631, 3xRadio 2219 B5, 1xRadio 4478 B12A, 1xAntenna 4pL, 3xTwin Beam Antenna,
222 | Swap Oruro & Potosí 2021 | 0 | Proyecto Millicom Bolivia 3YPlan 2023 | HPL | Hotel Palace | In Services | -17.9701 | -67.1112 | 0 | - | - | Oruro | 6 | Monopolo | Enclosure 6150 | 0 | 0 | 0 | 3 | 0 | 0 | 0 | 0 | 3 | 6 |  | 1 BB 6630 GW | 3 R 2219 B5 | 3 | 1 BB 6630 GW | 1 | RBS 6630 | 0 2219 B5 | 0 | 0 BB 6630 GW | 2 | RBS 6630 | N/A | 0 | N/A | 2 | N/A | N/A | 0 | N/A | 0 | N/A | N/A | 0 | N/A | 0 | N/A | N/A | 0 | N/A | 0 | N/A | 3 R 4499 B2B25B66A | 3 | 1 BB 6630 L | 1 | RBS 6630 | 6 |  |  |  | 2024 | GWL |  |  | -Mod. 850 (1-2-3) ; AAS FDD (DEGH) ; | 0 | 0 | 0 | 0 | 0 | 2 |  | 2 | 6 |  | 0 | 0 | 0 | 0 | 0 | 0 | 0 | 0 | Mod. 850 (1-2-3) ; AAS FDD (DEGH) ; | DEFGHI | (1-2-3) | 3 | 0 | 2 |  | Baseband 6651 | [12 empty] | INST : Mod. 850 / AAS FDD AWS&1900 / |  | MIC BO 3YPlan 2023_2BB_2R | 4 | 2xBaseband 6651, 2xRadio AAS B25/B66, | [27 empty] | 30 | 2 |  | 21 | [81 empty] | 2xBaseband 6651, 2xRadio AAS B25/B66,
223 | / LTE RO 2020 Capacity H1 - 1900Mhz | 0 | Proyecto Millicom Bolivia 3YPlan 2023 | PN2 | Punata II | In Services | -17.552 | -65.8349 | Rural | Punata | Punata | Cochabamba | 40 | Selfsupported | Enclosure 6150 | - | 0 | 0 | 3 | 0 | 3 | 3 | 3 | 0 | 12 |  | 1 BB 5216 GW-1 BB 5212 L | 3 R 2219 B5 GW | 3 | 1 BB 5216 GW | 1 | RBS 6601 | 0 R 2219 B5 GW | 0 | 0 BB 5216 GW | 0 | RBS 6601 | N/A | 0 | N/A | 0 | N/A | 3 RRUS 11 B12 | 3 | 1 BB 5212 L | 1 | RBS 6601 | 3 RRUS 32 B4 | 3 | 0 BB 5212 L | 0 | RBS 6601 | 3 R 2217B2 | 3 | 0 BB 5212 L | 0 | RBS 6601 | 0 | 0 | 0 | 0 | 0 | 12 |  |  |  | 2024 | GWL |  |  | -Mod. 850 (1-2-3) ; AAS FDD (DEFGHI) ; | 0 | 0 | 0 | 0 | 0 | 3 |  | 3 | 12 |  | 0 | 0 | 0 | 0 | 0 | 0 | 0 | 0 | Mod. 850 (1-2-3) ; AAS FDD (DEFGHI) ; | ABCDEFGHI | (1-2-3) | 26 | 1 | 2 | Baseband 6631 | Baseband 6651 | [12 empty] | INST : Mod. 850 / AAS FDD AWS&1900 / |  | MIC BO 3YPlan 2023_3BB_3R | 2 | 1xBaseband 6631, 2xBaseband 6651, 3xRadio AAS B25/B66, | [27 empty] | 70 | 3 |  | 59 | [81 empty] | 1xBaseband 6631, 2xBaseband 6651, 3xRadio AAS B25/B66,
224 | 0 | 0 | Proyecto Millicom Bolivia 3YPlan 2023 | SON | Sonilum | In Services | -17.7718 | -63.2046 | Urban | Santa Cruz de la Sierra | Andres Ibanez | Santa Cruz | 25 | Selfsupported | RBS6101 | - | 3 | 3 | 0 | 3 | 0 | 3 | 1 | 0 | 13 |  | 1 DUG 20 01-1 DUW 31 01-1 DUW 31 01-1 BB 6630 L | 3 RRUS 01B5 | 3 | 1 DUG 20 01 | 1 | RBS 6101 | 3 RRU 01 B5 | 3 | 1 DUW 31 01 | 1 | RBS6101 | 3 RRUS 01 B2 W | 3 | 1 DUW 31 01 | 1 | RBS6101 | N/A | 0 | N/A | 0 | N/A | 3 Radio 4415B66A | 3 | 1 BB 6630 L | 1 | RBS 6630 | 1 R 4415 B2/B25 | 1 | 0 BB 6630 L | 0 | RBS 6630 | 0 | 0 | 0 | 0 | 0 | 13 |  |  |  | 2024 | GWL |  |  | -Mod. 850 (1-2) ; Exp. LTE (HI) ; AAS FDD (DG) ; | 2 | 2 | 0 | 0 | 0 | 1 |  | 5 | 13 |  | 0 | 0 | 2 | 0 | 0 | 0 | 0 | 2 | Mod. 850 (1-2) ; Exp. LTE (HI) ; AAS FDD (DG) ; | DEFG | HI(1-2) | 4 | 0 | 1 |  | Baseband 6651 | [12 empty] | INST : Mod. 850 / LTE 1900 / AAS FDD AWS&1900 / |  | MIC BO 3YPlan 2023_1BB_5R_2A | 17 | 1xBaseband 6651, 2xRadio 2219 B5, 2xRadio 4415 B2/25, 1xRadio AAS B25/B66, |  | 2xAntenna 4pH, | [25 empty] | 50 | 5 |  | 42 | [81 empty] | 1xBaseband 6651, 2xRadio 2219 B5, 2xRadio 4415 B2/25, 1xRadio AAS B25/B66, 2xAntenna 4pH,
225 | / LTE RO 2020 Capacity H2 - 1900Mhz | 0 | Proyecto Millicom Bolivia 3YPlan 2023 | YAC2 | Yacuiba II | In Services | -22.0059 | -63.6759 | Urban | Yacuiba | Gran Chaco | Tarija | 40 | Selfsupported | PBC6200 | - | 3 | 3 | 0 | 3 | 0 | 3 | 0 | 0 | 12 |  | 1 DUG 20 01-1 DUW3101-1 DUW 31 01-1 DUS 31 02 | 3 RRUS 12 B5 G | 3 | 1 DUG 20 01 | 1 | RBS6601_SHARE | 3 RRUS 01 B5 W | 3 | 1 DUW3101 | 1 | RBS 6601 | 3 RRUS 01 B2 W | 3 | 1 DUW 31 01 | 1 | RBS 6601 | N/A | 0 | N/A | 0 | N/A | 3 RRU 11 B4 | 3 | 1 DUS 31 02 | 1 | RBS6601_SHARE | N/A | 0 | N/A | 0 | N/A | 0 | 0 | 0 | 0 | 0 | 12 |  |  |  | 2024 | GWL |  |  | -Mod. 850 (1-2-3) ; Exp. LTE (H) ; MIMO4 LTE (E) ; AAS FDD (DFGI) ; | 3 | 0 | 0 | 1 | 0 | 2 |  | 6 | 12 |  | 0 | 0 | 1 | 0 | 0 | 0 | 0 | 1 | Mod. 850 (1-2-3) ; Exp. LTE (H) ; MIMO4 LTE (E) ; AAS FDD (DFGI) ; | DEFGI | H(1-2-3) | 5 | 1 | 2 | Baseband 6631 | Baseband 6651 | [12 empty] | INST : Mod. 850 / LTE 1900 / AAS FDD AWS&1900 / |  | MIC BO 3YPlan 2023_3BB_6R_1A | 20 | 1xBaseband 6631, 2xBaseband 6651, 3xRadio 2219 B5, 1xRadio 4499 44B2/25 44B66A, 2xRadio AAS B25/B66, |  | 1xAntenna 4pH, | [25 empty] | 70 | 6 |  | 59 | [81 empty] | 1xBaseband 6631, 2xBaseband 6651, 3xRadio 2219 B5, 1xRadio 4499 44B2/25 44B66A, 2xRadio AAS B25/B66, 1xAntenna 4pH,
226 | 0 | 0 | Proyecto Millicom Bolivia 3YPlan 2023 | CRE | Ciudad Real | In Services | -17.7741 | -63.1994 | Urban | Santa Cruz de la Sierra | Andres Ibanez | Santa Cruz | 25 | Selfsupported | RBS6101 | - | 0 | 0 | 3 | 3 | 1 | 4 | 0 | 0 | 11 |  | 1 DUG 20 01-1 DUW 31 01-1 DUW 31 01-1 BB 5212 L | 3 RRUS 01 B5 GW | 3 | 1 DUG 20 01 | 1 | RBS 6601_SHARE | 0 RRU 01 B5 GW | 0 | 1 DUW 31 01 | 1 | RBS 6601_SHARE | 3 RRUS 01 B2 W | 3 | 1 DUW 31 01 | 1 | RBS 6601_SHARE | 1 RRUS 11 B12 | 1 | 1 BB 5212 L | 1 | RBS 6601 | 2 RRUS 32 B4 2R 4415B66A | 4 | 0 BB 5212 L | 0 | RBS 6601_SHARE | N/A | 0 | N/A | 0 | N/A | 0 | 0 | 0 | 0 | 0 | 11 |  |  |  | 2024 | GWL |  |  | -Mod. 850 (2) ; Exp. LTE (GI) ; AAS FDD (EH) ; | 1 | 2 | 0 | 0 | 0 | 1 |  | 4 | 11 |  | 0 | 0 | 2 | 0 | 0 | 0 | 0 | 2 | Mod. 850 (2) ; Exp. LTE (GI) ; AAS FDD (EH) ; | BDEFH | GI(2) | 1 | 1 | 1 | Baseband 6631 | Baseband 6651 | [12 empty] | INST : Mod. 850 / LTE 1900 / AAS FDD AWS&1900 / |  | MIC BO 3YPlan 2023_2BB_4R_2A | 6 | 1xBaseband 6631, 1xBaseband 6651, 1xRadio 2219 B5, 2xRadio 4415 B2/25, 1xRadio AAS B25/B66, |  | 2xAntenna 4pH, | [25 empty] | 50 | 4 |  | 42 | [81 empty] | 1xBaseband 6631, 1xBaseband 6651, 1xRadio 2219 B5, 2xRadio 4415 B2/25, 1xRadio AAS B25/B66, 2xAntenna 4pH,
227 | / LTE RO 2020 Capacity H2 - 1900Mhz | 0 | Proyecto Millicom Bolivia 3YPlan 2023 | URB | Urbari | In Services | -17.7967 | -63.1967 | Urban | Santa Cruz de la Sierra | Andres Ibanez | Santa Cruz | 35 | Guyed | PBC6200 | - | 3 | 3 | 0 | 3 | 0 | 3 | 0 | 0 | 12 |  | 1 DUG 20 01-1 DUW 31 01-1 DUW 31 01-1 DUS 31 02 | 3 RRUS 12 B5 G | 3 | 1 DUG 20 01 | 1 | RBS 6601_SHARE | 3 RRUS 01 B5 W | 3 | 1 DUW 31 01 | 1 | RBS6601_SHARE | 3 RRUS 01 B2 W | 3 | 1 DUW 31 01 | 1 | RBS6601_SHARE | N/A | 0 | N/A | 0 | N/A | 3 RRU 11 B4 | 3 | 1 DUS 31 02 | 1 | RBS6601_SHARE | N/A | 0 | N/A | 0 | N/A | 0 | 0 | 0 | 0 | 0 | 12 |  |  |  | 2024 | GWL |  |  | -Mod. 850 (1-2-3) ; Exp. LTE (I) ; MIMO4 LTE (F) ; AAS FDD (DG) ; Sectorizar (EH) | 3 | 0 | 1 | 1 | 0 | 1 |  | 6 | 12 |  | 0 | 0 | 1 | 0 | 0 | 1 | 0 | 2 | Mod. 850 (1-2-3) ; Exp. LTE (I) ; MIMO4 LTE (F) ; AAS FDD (DG) ; Sectorizar (EH) | DEFGH | I(1-2-3) | 3 | 1 | 1 | Baseband 6631 | Baseband 6651 | [12 empty] | INST : Mod. 850 / LTE 1900 / Sectorize AWS&1900 / AAS FDD AWS&1900 / |  | MIC BO 3YPlan 2023_2BB_6R_2A | 18 | 1xBaseband 6631, 1xBaseband 6651, 3xRadio 2219 B5, 1xRadio 4415 B66A, 1xRadio 4499 44B2/25 44B66A, 1xRadio AAS B25/B66, |  | 1xAntenna 4pH, 1xTwin Beam Antenna, | [25 empty] | 70 | 6 |  | 53 | [81 empty] | 1xBaseband 6631, 1xBaseband 6651, 3xRadio 2219 B5, 1xRadio 4415 B66A, 1xRadio 4499 44B2/25 44B66A, 1xRadio AAS B25/B66, 1xAntenna 4pH, 1xTwin Beam Antenna,
228 | RO 2021 - LTE Capacity H1_119 Sitios / | 0 | Proyecto Millicom Bolivia 3YPlan 2023 | COR | Corte | In Services | -17.7751 | -63.1807 | Urban | Santa Cruz de la Sierra | Andres Ibanez | Santa Cruz | 6 | Monopolo | PU6210 | - | 3 | 3 | 0 | 0 | 0 | 3 | 2 | 0 | 11 |  | 1 BB 6630 GL-1 DUW 31 01 | 3 RRU 12 B5 | 3 | 1 BB 6630 GL | 1 | RBS 6601_SHARE | 3 RRU 01 B5 | 3 | 1 DUW 31 01 | 1 | RBS6601_SHARE | N/A | 0 | N/A | 0 | N/A | N/A | 0 | N/A | 0 | N/A | 3 RRU 11 B4 | 3 | 0 BB 6630 GL | 0 | RBS6601_SHARE | 2 R 4415 B2/B25 | 2 | 0 BB 6630 GL | 0 | RBS 6630 | 0 | 0 | 0 | 0 | 0 | 11 |  |  |  | 2024 | GWL |  |  | -Mod. 850 (1-2-3) ; Exp. LTE (H) ; MIMO4 LTE (E) ; AAS FDD (DFGI) ; | 3 | 0 | 0 | 1 | 0 | 2 |  | 6 | 11 |  | 0 | 0 | 1 | 0 | 0 | 0 | 0 | 1 | Mod. 850 (1-2-3) ; Exp. LTE (H) ; MIMO4 LTE (E) ; AAS FDD (DFGI) ; | DEFGI | H(1-2-3) | 5 | 0 | 2 |  | Baseband 6651 | [12 empty] | INST : Mod. 850 / LTE 1900 / AAS FDD AWS&1900 / |  | MIC BO 3YPlan 2023_2BB_6R_1A | 19 | 2xBaseband 6651, 3xRadio 2219 B5, 1xRadio 4499 44B2/25 44B66A, 2xRadio AAS B25/B66, |  | 1xAntenna 4pH, | [25 empty] | 30 | 6 |  | 21 | [81 empty] | 2xBaseband 6651, 3xRadio 2219 B5, 1xRadio 4499 44B2/25 44B66A, 2xRadio AAS B25/B66, 1xAntenna 4pH,
229 | / High Load Cells_Only F1 | 0 | Proyecto Millicom Bolivia 3YPlan 2023 | BEL | La Belgica | In Services | -17.5707 | -63.229 | Rural | Colpa Belgica | Sara | Santa Cruz | 60 | Selfsupported | PBC6200 | - | 3 | 3 | 0 | 0 | 1 | 1 | 0 | 0 | 8 |  | 1 DUG 20 01-1 DUW 31 01-1 DUS 31 02 | 3 RRUS 12 B5 G | 3 | 1 DUG 20 01 | 1 | RBS 6601_SHARE | 3 RRUS 01 B5 W | 3 | 1 DUW 31 01 | 1 | RBS6601 | N/A | 0 | N/A | 0 | N/A | 1 RRUS 11 B12 | 1 | 1 DUS 31 02 | 1 | RBS6601_SHARE | 1 RRU 11 B4 | 1 | 0 DUS 31 02 | 0 | RBS6601_SHARE | N/A | 0 | N/A | 0 | N/A | 0 | 0 | 0 | 0 | 0 | 8 |  |  |  | 2024 | GWL |  |  | -Mod. 850 (1) ; Exp. LTE (G) ; MIMO4 LTE (D) ; | 1 | 0 | 0 | 1 | 0 | 0 |  | 2 | 8 |  | 0 | 0 | 1 | 0 | 0 | 0 | 0 | 1 | Mod. 850 (1) ; Exp. LTE (G) ; MIMO4 LTE (D) ; | AD | G(1) | 2 | 1 | 0 | Baseband 6631 | [13 empty] | INST : Mod. 850 / LTE 1900 / |  | MIC BO 3YPlan 2023_1BB_2R_1A | 6 | 1xBaseband 6631, 1xRadio 2219 B5, 1xRadio 4499 44B2/25 44B66A, |  | 1xAntenna 4pH, | [25 empty] | 100 | 2 |  | 81 | [81 empty] | 1xBaseband 6631, 1xRadio 2219 B5, 1xRadio 4499 44B2/25 44B66A, 1xAntenna 4pH,
230 | / LTE RO 2020 Capacity H1 - 1900Mhz | 0 | Proyecto Millicom Bolivia 3YPlan 2023 | PUA | Pucara | In Services | -17.4729 | -66.1683 | Urban | Cochabamba | Cercado (CBBA) | Cochabamba | 25 | Selfsupported | Enclosure 6150 | - | 0 | 0 | 3 | 0 | 3 | 3 | 3 | 0 | 12 |  | 1 BB 5216 GW-1 BB 5212 L | 3 R 2219 B5 GW | 3 | 1 BB 5216 GW | 1 | RBS 6601_SHARE | 0 R 2219 B5 GW | 0 | 0 BB 5216 GW | 0 | RBS 6601_SHARE | N/A | 0 | N/A | 0 | N/A | 3 RRUS 11 B12 | 3 | 1 BB 5212 L | 1 | RBS6601_SHARE | 3 RRUS 32 B4 | 3 | 0 BB 5212 L | 0 | RBS6601_SHARE | 3 R 2217B2 | 3 | 0 BB 5212 L | 0 | RBS6601_SHARE | 0 | 0 | 0 | 0 | 0 | 12 |  |  |  | 2024 | GWL |  |  | -Mod. 850 (2-3) ; AAS FDD (FI) ; Sectorizar (EH) | 0 | 1 | 0 | 0 | 0 | 1 |  | 2 | 12 |  | 0 | 0 | 0 | 0 | 0 | 1 | 0 | 1 | Mod. 850 (2-3) ; AAS FDD (FI) ; Sectorizar (EH) | ABCDEFGHI | (2-3) | 1 | 1 | 1 | Baseband 6631 | Baseband 6651 | [12 empty] | INST : Mod. 850 / Sectorize AWS&1900 / AAS FDD AWS&1900 / |  | MIC BO 3YPlan 2023_2BB_2R_1A | 5 | 1xBaseband 6631, 1xBaseband 6651, 1xRadio 4415 B2/25, 1xRadio AAS B25/B66, |  | 1xTwin Beam Antenna, | [25 empty] | 50 | 2 |  | 42 | [81 empty] | 1xBaseband 6631, 1xBaseband 6651, 1xRadio 4415 B2/25, 1xRadio AAS B25/B66, 1xTwin Beam Antenna,
231 | / LTE RO 2020 Capacity H1 - 1900Mhz | 0 | Proyecto Millicom Bolivia 3YPlan 2023 | OQU | Oquendo | In Services | -17.3977 | -66.1496 | Urban | Cochabamba | Cercado (CBBA) | Cochabamba | 6 | Monopolo | PU6210 | - | 0 | 0 | 3 | 0 | 3 | 3 | 3 | 0 | 12 |  | 1 BB 5216 GW-1 BB 5212 L | 3 R 2219 B5 GW | 3 | 1 BB 5216 GW | 1 | 6601 | 0 R 2219 B5 GW | 0 | 0 BB 5216 GW | 0 | RBS 6601 | N/A | 0 | N/A | 0 | N/A | 3 RRUS 11 B12 | 3 | 1 BB 5212 L | 1 | RBS 6601 | 3 RRUS 32 B4 | 3 | 0 BB 5212 L | 0 | RBS 6601 | 3 R 2217B2 | 3 | 0 BB 5212 L | 0 | RBS 6601 | 0 | 0 | 0 | 0 | 0 | 12 |  |  |  | 2024 | GWL |  |  | -Mod. 850 (1-2-3) ; MIMO4 LTE (DG) ; AAS FDD (FI) ; Sectorizar (EH) | 0 | 1 | 0 | 1 | 0 | 1 |  | 3 | 12 |  | 0 | 0 | 1 | 0 | 0 | 1 | 0 | 2 | Mod. 850 (1-2-3) ; MIMO4 LTE (DG) ; AAS FDD (FI) ; Sectorizar (EH) | ABCDEFGHI | (1-2-3) | 2 | 1 | 1 | Baseband 6631 | Baseband 6651 | [12 empty] | INST : Mod. 850 / Sectorize AWS&1900 / AAS FDD AWS&1900 / |  | MIC BO 3YPlan 2023_2BB_3R_2A | 7 | 1xBaseband 6631, 1xBaseband 6651, 1xRadio 4415 B2/25, 1xRadio 4499 44B2/25 44B66A, 1xRadio AAS B25/B66, |  | 1xAntenna 4pH, 1xTwin Beam Antenna, | [25 empty] | 30 | 3 |  | 21 | [81 empty] | 1xBaseband 6631, 1xBaseband 6651, 1xRadio 4415 B2/25, 1xRadio 4499 44B2/25 44B66A, 1xRadio AAS B25/B66, 1xAntenna 4pH, 1xTwin Beam Antenna,
232 | Swap Oruro & Potosí 2021 | 0 | Proyecto Millicom Bolivia 3YPlan 2023 | ORU3 | Sur | In Services | -17.9825 | -67.1279 | 0 | - | - | Oruro | 55 | Selfsupported | Enclosure 6150 | 0 | 0 | 0 | 3 | 0 | 2 | 3 | 0 | 0 | 8 |  | 1 BB 6630 GWL | 3 R 2219 B5 | 3 | 1 BB 6630 GWL | 1 | RBS 6630 | 0 2219 B5 | 0 | 0 BB 6630 GWL | 1 | RBS 6630 | N/A | 0 | N/A | 1 | N/A | 2 R 4449 B5 B12A | 2 | 0 BB 6630 GWL | 0 | RBS 6630 | 3 R 4415 B66A | 3 | 0 BB 6630 GWL | 0 | RBS 6630 | N/A | 0 | N/A | 0 | N/A | N/A | 0 | N/A | 0 | N/A | 8 |  |  |  | 2024 | GWL |  |  | -Mod. 850 (2-3) ; Sectorizar (EFHI) | 0 | 2 | 0 | 0 | 0 | 0 |  | 2 | 8 |  | 0 | 0 | 0 | 0 | 0 | 2 | 0 | 2 | Mod. 850 (2-3) ; Sectorizar (EFHI) | ABCDEF | HI(2-3) | 3 | 0 | 0 | [14 empty] | INST : Mod. 850 / Sectorize AWS&1900 / |  | MIC BO 3YPlan 2023_2R_2A | 20 | 2xRadio 4415 B2/25, |  | 2xTwin Beam Antenna, | [25 empty] | 100 | 2 |  | 76 | [81 empty] | 2xRadio 4415 B2/25, 2xTwin Beam Antenna,
233 | / LTE RO 2019 Capacity H1/High Load Cells_Only F1 | 0 | Proyecto Millicom Bolivia 3YPlan 2023 | NAR | Naranjal | In Services | -17.4063 | -63.2036 | Rural | Warnes | Warnes | Santa Cruz | 72 | Guyed | RBS6101 | - | 0 | 0 | 3 | 0 | 3 | 1 | 0 | 0 | 7 |  | 1 DUG 20 01-1 DUW 3101-1 DUS 3102 | 3 RRUS 12 B5 GW | 3 | 1 DUG 20 01 | 1 | RBS 6101 | 0 RRUS 12 B5 GW | 0 | 1 DUW 3101 | 1 | RBS 6101 | N/A | 0 | N/A | 0 | N/A | 3 RRUS 11 B12 | 3 | 1 DUS 3102 | 1 | RBS 6101 | 1 R 4415 B66A | 1 | 0 DUS 3102 | 0 | RBS 6601 | N/A | 0 | N/A | 0 | N/A | 0 | 0 | 0 | 0 | 0 | 7 |  |  |  | 2024 | GWL |  |  | -Mod. 850 (3) ; Exp. LTE (DE) ; Sectorizar (FI) | 1 | 1 | 2 | 0 | 0 | 0 |  | 4 | 7 |  | 0 | 0 | 2 | 0 | 0 | 1 | 0 | 3 | Mod. 850 (3) ; Exp. LTE (DE) ; Sectorizar (FI) | ABCF | IDE(3) | 1 | 1 | 0 | Baseband 6631 | [13 empty] | INST : Mod. 850 / LTE AWS / Sectorize AWS&1900 / |  | MIC BO 3YPlan 2023_1BB_4R_3A | 12 | 1xBaseband 6631, 1xRadio 2219 B5, 1xRadio 4415 B2/25, 2xRadio 4415 B66A, |  | 2xAntenna 4pH, 1xTwin Beam Antenna, | [25 empty] | 100 | 4 |  | 95 | [81 empty] | 1xBaseband 6631, 1xRadio 2219 B5, 1xRadio 4415 B2/25, 2xRadio 4415 B66A, 2xAntenna 4pH, 1xTwin Beam Antenna,
234 | / LTE RO 2020 Capacity H1 - AWS/LTE RO 2020 Capacity H1 - 1900Mhz/High Load Cells_Only F1 | 0 | Proyecto Millicom Bolivia 3YPlan 2023 | PUA2 | Pucara II | In Services | -17.4959 | -66.1684 | Urban | Cochabamba | Cercado (CBBA) | Cochabamba | 25 | Selfsupported | Enclosure 6150 | - | 0 | 3 | 0 | 0 | 3 | 3 | 3 | 0 | 12 |  | 1 BB 5216 WL | N/A | 0 | N/A | 0 | N/A | 3 R 2219 B5 W | 3 | 1 BB 5216 WL | 1 | RBS 6601 | N/A | 0 | N/A | 0 | N/A | 3 RRUS 11 B12 | 3 | 0 BB 5216 WL | 0 | RBS 6601 | 3 R 4415 B66A | 3 | 0 BB 5216 WL | 0 | RBS 6601 | 3 R 2217B2 | 3 | 0 BB 5216 WL | 0 | RBS 6601 | 0 | 0 | 0 | 0 | 0 | 12 |  |  |  | 2024 | WL |  |  | -Mod. 850 (1-2-3) ; MIMO4 LTE (DG) ; AAS FDD (FI) ; Sectorizar (EH) | 0 | 1 | 0 | 1 | 0 | 1 |  | 3 | 12 |  | 0 | 0 | 1 | 0 | 0 | 1 | 0 | 2 | Mod. 850 (1-2-3) ; MIMO4 LTE (DG) ; AAS FDD (FI) ; Sectorizar (EH) | ABCDEFGHI | (1-2-3) | 2 | 1 | 1 | Baseband 6631 | Baseband 6651 | [12 empty] | INST : Mod. 850 / Sectorize AWS&1900 / AAS FDD AWS&1900 / |  | MIC BO 3YPlan 2023_2BB_3R_2A | 7 | 1xBaseband 6631, 1xBaseband 6651, 1xRadio 4415 B2/25, 1xRadio 4499 44B2/25 44B66A, 1xRadio AAS B25/B66, |  | 1xAntenna 4pH, 1xTwin Beam Antenna, | [25 empty] | 50 | 3 |  | 42 | [81 empty] | 1xBaseband 6631, 1xBaseband 6651, 1xRadio 4415 B2/25, 1xRadio 4499 44B2/25 44B66A, 1xRadio AAS B25/B66, 1xAntenna 4pH, 1xTwin Beam Antenna,
235 | Swap Oruro & Potosí 2021 | 0 | Proyecto Millicom Bolivia 3YPlan 2023 | MTN | San Martin | In Services | -19.5977 | -65.7471 | 0 | - | - | Potosi | 10 | Selfsupported | Enclosure 6150 | 0 | 0 | 0 | 3 | 0 | 2 | 2 | 0 | 0 | 7 |  | 1 BB 6630 GW-1 BB 6630 L | 3 R 2219 B5 | 3 | 1 BB 6630 GW | 1 | RBS 6630 | 0 2219 B5 | 0 | 0 BB 6630 GW | 2 | RBS 6630 | N/A | 0 | N/A | 2 | N/A | 2 R 4478 B12A | 2 | 1 BB 6630 L | 1 | RBS 6630 | 2 R 4415 B66A | 2 | 0 BB 6630 L | 0 | RBS 6630 | N/A | 0 | N/A | 0 | N/A | N/A | 0 | N/A | 0 | N/A | 7 |  |  |  | 2024 | GWL |  |  | -Mod. 850 (1-3) ; Exp. LTE (E) ; Sectorizar (DFGI) | 0 | 2 | 1 | 0 | 0 | 0 |  | 3 | 7 |  | 0 | 0 | 1 | 0 | 0 | 2 | 0 | 3 | Mod. 850 (1-3) ; Exp. LTE (E) ; Sectorizar (DFGI) | ABCDF | GIE(1-3) | 1 | 0 | 0 | [14 empty] | INST : Mod. 850 / LTE AWS / Sectorize AWS&1900 / |  | MIC BO 3YPlan 2023_3R_3A | 27 | 2xRadio 4415 B2/25, 1xRadio 4415 B66A, |  | 1xAntenna 4pH, 2xTwin Beam Antenna, | [25 empty] | 30 | 3 |  | 25 | [81 empty] | 2xRadio 4415 B2/25, 1xRadio 4415 B66A, 1xAntenna 4pH, 2xTwin Beam Antenna,
236 | / High Load Cells_Only F1 | 0 | Proyecto Millicom Bolivia 3YPlan 2023 | LAN | Angostura Scz | In Services | -18.1562 | -63.4979 | Rural | El Torno | Andres Ibanez | Santa Cruz | 60 | Selfsupported | PBC6200 | - | 0 | 0 | 3 | 0 | 3 | 0 | 0 | 0 | 6 |  | 1 DUG 20 01-1 DUW 31 01-1 DUS 31 02 | 3 RRU 12 B5 | 3 | 1 DUG 20 01 | 1 | RBS 6601_SHARE | 0 RRU 12 B5 | 0 | 1 DUW 31 01 | 1 | RBS6601 | N/A | 0 | N/A | 0 | N/A | 3 RRUS 11 B12 | 3 | 1 DUS 31 02 | 1 | RBS 6601_SHARE | N/A | 0 | N/A | 0 | N/A | N/A | 0 | N/A | 0 | N/A | 0 | 0 | 0 | 0 | 0 | 6 |  |  |  | 2024 | GWL |  |  | -Exp. LTE (DF) ; | 0 | 0 | 2 | 0 | 0 | 0 |  | 2 | 6 |  | 0 | 0 | 2 | 0 | 0 | 0 | 0 | 2 | Exp. LTE (DF) ; | ABC | DF | 4 | 1 | 0 | Baseband 6631 | [13 empty] | INST : LTE AWS / |  | MIC BO 3YPlan 2023_1BB_2R_2A | 28 | 1xBaseband 6631, 2xRadio 4415 B66A, |  | 2xAntenna 4pH, | [25 empty] | 100 | 2 |  | 81 | [81 empty] | 1xBaseband 6631, 2xRadio 4415 B66A, 2xAntenna 4pH,
237 | / High Load Cells_Only F1 | 0 | Proyecto Millicom Bolivia 3YPlan 2023 | HAR | Hardeman | In Services | -16.6779 | -63.6154 | Rural | San Pedro | Obispo Santisteban | Santa Cruz | 60 | Selfsupported | PBC6200 | - | 0 | 0 | 3 | 0 | 3 | 0 | 0 | 0 | 6 |  | 1 DUG 20 01-1 DUW 31 01-1 DUS 31 02 | 3 RRUS 12 B5 | 3 | 1 DUG 20 01 | 1 | RBS 6601_SHARE | 0 MIX MODE 1 RRUS 12 B5 | 1 | 1 DUW 31 01 | 1 | RBS 6601 | N/A | 0 | N/A | 0 | N/A | 3 RRUS 11 B12 | 3 | 1 DUS 31 02 | 1 | RBS6601 | N/A | 0 | N/A | 0 | N/A | N/A | 0 | N/A | 0 | N/A | 0 | 0 | 0 | 0 | 0 | 7 |  |  |  | 2024 | GWL |  |  | -Exp. LTE (DEF) ; | 0 | 0 | 3 | 0 | 0 | 0 |  | 3 | 7 |  | 0 | 0 | 3 | 0 | 0 | 0 | 0 | 3 | Exp. LTE (DEF) ; | ABC | DEF | 31 | 1 | 0 | Baseband 6631 | [13 empty] | INST : LTE AWS / |  | MIC BO 3YPlan 2023_1BB_3R_3A | 31 | 1xBaseband 6631, 3xRadio 4415 B66A, |  | 3xAntenna 4pH, | [25 empty] | 100 | 3 |  | 81 | [81 empty] | 1xBaseband 6631, 3xRadio 4415 B66A, 3xAntenna 4pH,
238 | / High Load Cells_Only F1 | RO 2022 Capacity H2 | Proyecto Millicom Bolivia 3YPlan 2023 | CPI | Colonia Pirai | In Services | -16.5279 | -63.7145 | Rural | San Pedro | Obispo Santisteban | Santa Cruz | 72 | Guyed | PBC6200 | - | 0 | 0 | 3 | 0 | 3 | 1 | 0 | 0 | 7 |  | 1 DUG 20 01-1 DUW 31 01-1 DUS 31 02 | 3 RRU 12 B5 | 3 | 1 DUG 20 01 | 1 | RBS 6601_SHARE | 0 RRU 12 B5 | 0 | 1 DUW 31 01 | 0 | RBS 6601 | N/A | 0 | N/A | 0 | N/A | 3 RRUS 11 B12 | 3 | 1 DUS 31 02 | 1 | RBS6601_SHARE | 1 R 4415B66A | 1 | 0 DUS 31 02 | 0 | RBS6601_SHARE | N/A | 0 | N/A | 0 | N/A | 0 | 0 | 0 | 0 | 0 | 7 |  |  |  | 2024 | GWL |  |  | -Exp. LTE (DEF) ; | 0 | 0 | 2 | 0 | 0 | 0 |  | 2 | 7 |  | 0 | 0 | 2 | 0 | 0 | 0 | 0 | 2 | Exp. LTE (DEF) ; | ABCD | EF | 31 | 1 | 0 | Baseband 6631 | [13 empty] | INST : LTE AWS / |  | MIC BO 3YPlan 2023_1BB_2R_2A | 28 | 1xBaseband 6631, 2xRadio 4415 B66A, |  | 2xAntenna 4pH, | [25 empty] | 100 | 2 |  | 95 | [81 empty] | 1xBaseband 6631, 2xRadio 4415 B66A, 2xAntenna 4pH,
239 | 0 | 0 | Proyecto Millicom Bolivia 3YPlan 2023 | LIS | Las Islas | In Services | -17.3682 | -66.1592 | Urban | Cochabamba | Cercado (CBBA) | Cochabamba | 6 | Monopolo | Enclosure 6150 | - | 0 | 0 | 3 | 0 | 3 | 3 | 0 | 0 | 9 |  | 1 BB 5216 GW-1 BB 5212 L | 3 R 2219 B5 GW | 3 | 1 BB 5216 GW | 1 | RBS 6601_SHARE | 0 R 2219 B5 GW | 0 | 0 BB 5216 GW | 0 | RBS 6601_SHARE | N/A | 0 | N/A | 0 | N/A | 3 RRUS 11 B12 | 3 | 1 BB 5212 L | 1 | RBS6601_SHARE | 3 RRUS 32 B4 | 3 | 0 BB 5212 L | 0 | RBS6601_SHARE | N/A | 0 | N/A | 0 | N/A | 0 | 0 | 0 | 0 | 0 | 9 |  |  |  | 2024 | GWL |  |  | -Mod. 850 (2) ; Exp. LTE (GI) ; Sectorizar (EH) | 0 | 3 | 0 | 0 | 0 | 0 |  | 3 | 9 |  | 0 | 0 | 2 | 0 | 0 | 1 | 0 | 3 | Mod. 850 (2) ; Exp. LTE (GI) ; Sectorizar (EH) | ABCDEF | HGI(2) | 1 | 1 | 0 | Baseband 6631 | [13 empty] | INST : Mod. 850 / LTE 1900 / Sectorize AWS&1900 / |  | MIC BO 3YPlan 2023_1BB_3R_3A | 31 | 1xBaseband 6631, 3xRadio 4415 B2/25, |  | 2xAntenna 4pH, 1xTwin Beam Antenna, | [25 empty] | 30 | 3 |  | 21 | [81 empty] | 1xBaseband 6631, 3xRadio 4415 B2/25, 2xAntenna 4pH, 1xTwin Beam Antenna,
240 | / High Load Cells_Only F1 | 0 | Proyecto Millicom Bolivia 3YPlan 2023 | BAS | Basilio | In Services | -18.1274 | -63.1933 | Rural | La Guardia | Andres Ibanez | Santa Cruz | 60 | Selfsupported | PBC6200 | - | 0 | 0 | 3 | 0 | 3 | 0 | 0 | 0 | 6 |  | 1 DUG 20 01-1 DUW 31 01-1 DUS 31 01 | 3 RRUS 12 B5 | 3 | 1 DUG 20 01 | 1 | RBS6601 Share | 0 RRUS 12 B5 | 0 | 1 DUW 31 01 | 1 | RBS6601 | N/A | 0 | N/A | 0 | N/A | 3 RRUS 11 B12 | 3 | 1 DUS 31 01 | 1 | RBS6601 Share | N/A | 0 | N/A | 0 | N/A | N/A | 0 | N/A | 0 | N/A | 0 | 0 | 0 | 0 | 0 | 6 |  |  |  | 2024 | GWL |  |  | -Exp. LTE (DEF) ; | 0 | 0 | 3 | 0 | 0 | 0 |  | 3 | 6 |  | 0 | 0 | 3 | 0 | 0 | 0 | 0 | 3 | Exp. LTE (DEF) ; | ABC | DEF | 31 | 1 | 0 | Baseband 6631 | [13 empty] | INST : LTE AWS / |  | MIC BO 3YPlan 2023_1BB_3R_3A | 31 | 1xBaseband 6631, 3xRadio 4415 B66A, |  | 3xAntenna 4pH, | [25 empty] | 100 | 3 |  | 81 | [81 empty] | 1xBaseband 6631, 3xRadio 4415 B66A, 3xAntenna 4pH,
241 | / High Load Cells_Only F1 | 0 | Proyecto Millicom Bolivia 3YPlan 2023 | AGT | Angostura Tx | In Services | -18.1245 | -63.4711 | Rural | El Torno | Andres Ibanez | Santa Cruz | 40 | Selfsupported | RBS6101 | - | 0 | 0 | 3 | 0 | 3 | 0 | 0 | 0 | 6 |  | 1 DUG 20 01-1 DUW 31 01-1 DUS 31 02 | 3 RRUS 01B5 G | 3 | 1 DUG 20 01 | 1 | RBS 6101 | 0 RRUS 01B5 W | 3 | 1 DUW 31 01 | 1 | RBS 6101 | N/A | 0 | N/A | 0 | N/A | 3 RRUS 11 B12 | 3 | 1 DUS 31 02 | 1 | RBS 6101 | N/A | 0 | N/A | 0 | N/A | N/A | 0 | N/A | 0 | N/A | 0 | 0 | 0 | 0 | 0 | 9 |  |  |  | 2024 | GWL |  |  | -Exp. LTE (DEF) ; | 0 | 0 | 3 | 0 | 0 | 0 |  | 3 | 9 |  | 0 | 0 | 3 | 0 | 0 | 0 | 0 | 3 | Exp. LTE (DEF) ; | ABC | DEF | 31 | 1 | 0 | Baseband 6631 | [13 empty] | INST : LTE AWS / |  | MIC BO 3YPlan 2023_1BB_3R_3A | 31 | 1xBaseband 6631, 3xRadio 4415 B66A, |  | 3xAntenna 4pH, | [25 empty] | 70 | 3 |  | 59 | [81 empty] | 1xBaseband 6631, 3xRadio 4415 B66A, 3xAntenna 4pH,
242 | / High Load Cells_Only F1 | 0 | Proyecto Millicom Bolivia 3YPlan 2023 | CRU | 3 Cruces | In Services | -17.6187 | -62.226 | Rural | Pailon | Chiquitos | Santa Cruz | 40 | Selfsupported | PBC6200 | - | 3 | 3 | 0 | 0 | 3 | 0 | 0 | 0 | 9 |  | 1 DUG 20 01-1 DUW 31 01-1 DUS 31 02 | 3 RRU 12 B5 | 3 | 1 DUG 20 01 | 1 | RBS 6601_SHARE | 3 RRU 12 B5 | 3 | 1 DUW 31 01 | 1 | RBS6601 | N/A | 0 | N/A | 0 | N/A | 3 RRUS 11 B12 | 3 | 1 DUS 31 02 | 1 | RBS6601_SHARE | N/A | 0 | N/A | 0 | N/A | N/A | 0 | N/A | 0 | N/A | 0 | 0 | 0 | 0 | 0 | 9 |  |  |  | 2024 | GWL |  |  | -Exp. LTE (DEF) ; | 0 | 0 | 3 | 0 | 0 | 0 |  | 3 | 9 |  | 0 | 0 | 3 | 0 | 0 | 0 | 0 | 3 | Exp. LTE (DEF) ; | ABC | DEF | 31 | 1 | 0 | Baseband 6631 | [13 empty] | INST : LTE AWS / |  | MIC BO 3YPlan 2023_1BB_3R_3A | 31 | 1xBaseband 6631, 3xRadio 4415 B66A, |  | 3xAntenna 4pH, | [25 empty] | 70 | 3 |  | 59 | [81 empty] | 1xBaseband 6631, 3xRadio 4415 B66A, 3xAntenna 4pH,
243 | 0 | RO 2022 Capacity H2 | Proyecto Millicom Bolivia 3YPlan 2023 | UGC | Urb. Gran Chaco | In Services | -21.9994 | -63.6778 | Urban | Yacuiba | Gran Chaco | Tarija | 25 | Selfsupported | RBS6101 | - | 3 | 3 | 0 | 0 | 0 | 3 | 2 | 0 | 11 |  | 1 DUG 20 01-1 DUW4101-1 BB 6631 WL | 3 RRU 01 B5 | 3 | 1 DUG 20 01 | 1 | RBS 6101 | 3 RRUS01B5 W | 3 | 1 DUW4101 | 1 | RBS 6101 | N/A | 0 | N/A | 0 | N/A | N/A | 0 | N/A | 0 | N/A | 3 RRU 11 B4 | 3 | 1 BB 6631 WL | 1 | RBS 6601 | 2 R 4415 B2/B25 | 2 | 0 BB 6631 WL | 0 | RBS 6601 | 0 | 0 | 0 | 0 | 0 | 11 |  |  |  | 2024 | GWL |  |  | -Mod. 850 (1-2) ; Exp. LTE (A) ; MIMO4 LTE (H) ; Sectorizar (DG) | 2 | 0 | 0 | 0 | 1 | 0 |  | 3 | 11 |  | 1 | 0 | 0 | 0 | 0 | 1 | 0 | 2 | Mod. 850 (1-2) ; Exp. LTE (A) ; MIMO4 LTE (H) ; Sectorizar (DG) | DEFGH | A(1-2) | 1 | 1 | 0 | Baseband 6631 | [13 empty] | INST : Mod. 850 / LTE 700 / Sectorize AWS&1900 / |  | MIC BO 3YPlan 2023_1BB_3R_2A | 6 | 1xBaseband 6631, 2xRadio 2219 B5, 1xRadio 4478 B12A, |  | 1xAntenna 2pL, 1xTwin Beam Antenna, | [25 empty] | 50 | 3 |  | 42 | [81 empty] | 1xBaseband 6631, 2xRadio 2219 B5, 1xRadio 4478 B12A, 1xAntenna 2pL, 1xTwin Beam Antenna,
244 | / High Load Cells_Only F1 | 0 | Proyecto Millicom Bolivia 3YPlan 2023 | CND | Canandoa | In Services | -16.4041 | -63.8633 | Rural | Sara | Sara | Santa Cruz | 60 | Selfsupported | RBS6101 | - | 3 | 3 | 0 | 0 | 3 | 0 | 0 | 0 | 9 |  | 1 DUG 20 01-1 DUW 31 01-1 DUS 31 02 | 3 RRU 12 B5 | 3 | 1 DUG 20 01 | 1 | RBS 6601_SHARE | 3 RRU 01 B5 | 3 | 1 DUW 31 01 | 1 | RBS 6601_SHARE | N/A | 0 | N/A | 0 | N/A | 3 RRUS 11 B12 | 3 | 1 DUS 31 02 | 1 | RBS6601_SHARE | N/A | 0 | N/A | 0 | N/A | N/A | 0 | N/A | 0 | N/A | 0 | 0 | 0 | 0 | 0 | 9 |  |  |  | 2024 | GWL |  |  | -Exp. LTE (DEF) ; | 0 | 0 | 3 | 0 | 0 | 0 |  | 3 | 9 |  | 0 | 0 | 3 | 0 | 0 | 0 | 0 | 3 | Exp. LTE (DEF) ; | ABC | DEF | 31 | 1 | 0 | Baseband 6631 | [13 empty] | INST : LTE AWS / |  | MIC BO 3YPlan 2023_1BB_3R_3A | 31 | 1xBaseband 6631, 3xRadio 4415 B66A, |  | 3xAntenna 4pH, | [25 empty] | 100 | 3 |  | 81 | [81 empty] | 1xBaseband 6631, 3xRadio 4415 B66A, 3xAntenna 4pH,
245 | 0 | RO 2022 Capacity H2 | Proyecto Millicom Bolivia 3YPlan 2023 | BSR | B. Sirari | In Services | -17.7672 | -63.2052 | Urban | Santa Cruz de la Sierra | Andres Ibanez | Santa Cruz | 25 | Selfsupported | RBS6101 | - | 3 | 3 | 0 | 0 | 0 | 1 | 0 | 2 | 9 |  | 1 DUG 20 01-1 DUW 31 01-1 BB 5212 L | 3 RRUS 01 B5 | 3 | 1 DUG 20 01 | 1 | RBS6601 Share | 3 RRUS 01 B5 | 3 | 1 DUW 31 01 | 1 | RBS6601 Share | N/A | 0 | N/A | 0 | N/A | N/A | 0 | N/A | 0 | N/A | 1 RRUS 11 B4 | 1 | 1 BB 5212 L | 1 | RBS6601 Share | N/A | 0 | N/A | 0 | N/A | 2 R 4499 B2 B66A | 2 | 1 BB 5212 L | 1 | RBS6601 Share | 9 |  |  |  | 2024 | GWL |  |  | -Exp. LTE (BGHI) ; MIMO4 LTE (DEF) ; | 0 | 0 | 0 | 1 | 1 | 0 |  | 2 | 9 |  | 1 | 0 | 1 | 0 | 0 | 0 | 0 | 2 | Exp. LTE (BGHI) ; MIMO4 LTE (DEF) ; | DEFGH | BI | 1 | 1 | 0 | Baseband 6631 | [13 empty] | INST : LTE 700 / LTE 1900 / |  | MIC BO 3YPlan 2023_1BB_2R_2A | 28 | 1xBaseband 6631, 1xRadio 4499 44B2/25 44B66A, 1xRadio 4478 B12A, |  | 1xAntenna 2pL, 1xAntenna 4pH, | [25 empty] | 50 | 2 |  | 42 | [81 empty] | 1xBaseband 6631, 1xRadio 4499 44B2/25 44B66A, 1xRadio 4478 B12A, 1xAntenna 2pL, 1xAntenna 4pH,
246 | RO 2022 H1 New Sites | RO 2022 Capacity H2 | Proyecto Millicom Bolivia 3YPlan 2023 | ASG4 | Guarayos 4 | In Services | -15.90436 | -63.17807 | Rural | Ascención de Guarayos | Guarayos | Santa Cruz | 40 | Selfsupported | Enclosure 6150 | 0 | 0 | 3 | 0 | 0 | 2 | 1 | 0 | 0 | 6 |  | 1 BB 6630 WL | N/A | 0 | N/A | 0 | N/A | 3 R 2219 B5 | 3 | 1 BB 6630 WL | 1 | RBS 6630 | N/A | 0 | N/A | 0 | N/A | 2 R 4478 B12A | 2 | 0 BB 6630 WL | 0 | RBS 6630 | 1 R 4415 B66A | 1 | 0 BB 6630 WL | 0 | RBS 6630 | N/A | 0 | N/A | 0 | N/A | N/A | 0 | N/A | 0 | N/A | 6 |  |  |  | 2024 | WL |  |  | -Exp. LTE (DEF) ; | 0 | 0 | 2 | 0 | 0 | 0 |  | 2 | 6 |  | 0 | 0 | 2 | 0 | 0 | 0 | 0 | 2 | Exp. LTE (DEF) ; | ABCD | EF | 31 | 0 | 0 | [14 empty] | INST : LTE AWS / |  | MIC BO 3YPlan 2023_2R_2A | 20 | 2xRadio 4415 B66A, |  | 2xAntenna 4pH, | [25 empty] | 70 | 2 |  | 59 | [81 empty] | 2xRadio 4415 B66A, 2xAntenna 4pH,
247 | / LTE RO 2020 Capacity H1 - AWS | 0 | Proyecto Millicom Bolivia 3YPlan 2023 | TNS | Club de Tenis | In Services | -17.7801 | -63.2012 | Urban | Santa Cruz de la Sierra | Andres Ibanez | Santa Cruz | 25 | Selfsupported | RBS6101 | E6150 | 0 | 3 | 0 | 3 | 0 | 3 | 0 | 0 | 9 |  | 1 BB 6630 WL | N/A | 0 | N/A | 0 | N/A | 3 RRU 01 B5 | 3 | 1 BB 6630 WL | 1 | RBS 6601 | 3 RRUS 01 B2 W | 3 | 0 BB 6630 WL | 0 | RBS 6601 | N/A | 0 | N/A | 0 | N/A | 3 R4415 B66A | 3 | 0 BB 6630 WL | 0 | RBS 6601 | N/A | 0 | N/A | 0 | N/A | 0 | 0 | 0 | 0 | 0 | 9 |  |  |  | 2024 | WL |  |  | -Mod. 850 (1) ; Exp. LTE (GI) ; | 1 | 2 | 0 | 0 | 0 | 0 |  | 3 | 9 |  | 0 | 0 | 2 | 0 | 0 | 0 | 0 | 2 | Mod. 850 (1) ; Exp. LTE (GI) ; | DEF | GI(1) | 1 | 0 | 0 | [14 empty] | INST : Mod. 850 / LTE 1900 / |  | MIC BO 3YPlan 2023_3R_2A | 5 | 1xRadio 2219 B5, 2xRadio 4415 B2/25, |  | 2xAntenna 4pH, | [25 empty] | 50 | 3 |  | 42 | [81 empty] | 1xRadio 2219 B5, 2xRadio 4415 B2/25, 2xAntenna 4pH,
248 | RO 2022 H1 New Sites | RO 2022 Capacity H2 | Proyecto Millicom Bolivia 3YPlan 2023 | TJCT | Los Tajibos Cotoca | In Services | -17.6924 | -63.009 | Urbano | Cotoca | Cotoca | Santa Cruz | 40 | Selfsupported | Enclosure 6150 | - | 0 | 3 | 0 | 0 | 2 | 3 | 0 | 0 | 8 |  | 1 BB 6630 WL | N/A | 0 | N/A | 0 | N/A | 3 R 2219 B5 | 3 | 1 BB 6630 WL | 1 | RBS 6630 | N/A | 0 | N/A | 0 | N/A | 2 R 4478 B12A | 2 | 0 BB 6630 WL | 0 | RBS 6630 | 3 R 4499 B2B25B66A | 3 | 0 BB 6630 WL | 0 | RBS 6630 | N/A | 0 | N/A | 0 | N/A | N/A | 0 | N/A | 0 | N/A | 8 |  |  |  | 2024 | WL |  |  | -Exp. LTE (DEF) ; | 0 | 0 | 0 | 0 | 0 | 0 |  | 0 | 8 |  | 0 | 0 | 0 | 0 | 0 | 0 | 0 | 0 | Exp. LTE (DEF) ; | ABCDEF |  | 31 | 1 | 0 | Baseband 6631 | [13 empty] | INST : LTE AWS / |  | MIC BO 3YPlan 2023_1BB | 3 | 1xBaseband 6631, | [27 empty] | 70 | 0 |  | 59 | [81 empty] | 1xBaseband 6631,
249 | / Desinstalación H1 1900 2020 | 0 | Proyecto Millicom Bolivia 3YPlan 2023 | CDB | Condebamba | In Services | -17.3398 | -66.1807 | Urban | Cochabamba | Cercado (CBBA) | Cochabamba | 40 | Selfsupported | Enclosure 6150 | - | 0 | 0 | 3 | 0 | 0 | 3 | 1 | 0 | 7 |  | 1 BB 5216 GW-1 BB 5212 L | 3 R 2219 B5 GW | 3 | 1 BB 5216 GW | 1 | RBS 6601 | 0 R 2219 B5 GW | 0 | 0 BB 5216 GW | 0 | RBS 6601 | N/A | 0 | N/A | 0 | N/A | N/A | 0 | N/A | 0 | N/A | 3 RRUS 32 B4 | 3 | 1 BB 5212 L | 1 | RBS 6601 | 1 R 4415 B2/B25 | 1 | 0 BB 5212 L | 0 | RBS 6601 | 0 | 0 | 0 | 0 | 0 | 7 |  |  |  | 2024 | GWL |  |  | -Exp. LTE (G) ; MIMO4 LTE (DEF) ; | 0 | 0 | 0 | 1 | 0 | 0 |  | 1 | 7 |  | 0 | 0 | 1 | 0 | 0 | 0 | 0 | 1 | Exp. LTE (G) ; MIMO4 LTE (DEF) ; | DEFI | G | 2 | 1 | 0 | Baseband 6631 | [13 empty] | INST : LTE 1900 / |  | MIC BO 3YPlan 2023_1BB_1R_1A | 18 | 1xBaseband 6631, 1xRadio 4499 44B2/25 44B66A, |  | 1xAntenna 4pH, | [25 empty] | 70 | 1 |  | 59 | [81 empty] | 1xBaseband 6631, 1xRadio 4499 44B2/25 44B66A, 1xAntenna 4pH,
250 | / High Load Cells_Only F1 | 0 | Proyecto Millicom Bolivia 3YPlan 2023 | LGP | Laguna Pozo | In Services | -17.5916 | -62.6737 | Rural | Pailon | Chiquitos | Santa Cruz | 60 | Selfsupported | RBS6101 | - | 0 | 0 | 3 | 0 | 3 | 0 | 0 | 0 | 6 |  | 1 DUG 20 01-1 DUW 31 01-1 DUS 31 02 | 3 RRU 01 B5 | 3 | 1 DUG 20 01 | 1 | RBS 6601_SHARE | 0 RRU 01 B5 | 0 | 1 DUW 31 01 | 1 | RBS6601_SHARE | N/A | 0 | N/A | 0 | N/A | 3 RRUS 11 B12 | 3 | 1 DUS 31 02 | 1 | RBS6601_SHARE | N/A | 0 | N/A | 0 | N/A | N/A | 0 | N/A | 0 | N/A | 0 | 0 | 0 | 0 | 0 | 6 |  |  |  | 2024 | GWL |  |  | -Exp. LTE (DEF) ; | 0 | 0 | 3 | 0 | 0 | 0 |  | 3 | 6 |  | 0 | 0 | 3 | 0 | 0 | 0 | 0 | 3 | Exp. LTE (DEF) ; | ABC | DEF | 31 | 1 | 0 | Baseband 6631 | [13 empty] | INST : LTE AWS / |  | MIC BO 3YPlan 2023_1BB_3R_3A | 31 | 1xBaseband 6631, 3xRadio 4415 B66A, |  | 3xAntenna 4pH, | [25 empty] | 100 | 3 |  | 81 | [81 empty] | 1xBaseband 6631, 3xRadio 4415 B66A, 3xAntenna 4pH,
251 | 0 | 0 | Proyecto Millicom Bolivia 3YPlan 2023 | PIC | Picacho | In Services | -21.6044 | -64.6591 | Rural | Tarija | Cercado (TJ) | Tarija | 45 | Selfsupported | RBS6101 | - | 0 | 0 | 3 | 3 | 3 | 0 | 0 | 0 | 9 |  | 1 DUG 20 01-1 DUW 3101-1 DUW 31 01-1 DUS 31 01 | 3 RRU 01 B5 | 3 | 1 DUG 20 01 | 1 | RBS6601_SHARE | 0 RRU 01 B5 | 0 | 1 DUW 3101 | 1 | RBS6601_SHARE | 3 RRU 01 B2 | 3 | 1 DUW 31 01 | 1 | RBS6601_SHARE | 3 RRUS 11 B12 | 3 | 1 DUS 31 01 | 1 | RBS 6101_SHARE | N/A | 0 | N/A | 0 | N/A | N/A | 0 | N/A | 0 | N/A | 0 | 0 | 0 | 0 | 0 | 9 |  |  |  | 2024 | GWL |  |  | -Exp. LTE (DE) ; | 0 | 0 | 2 | 0 | 0 | 0 |  | 2 | 9 |  | 0 | 0 | 2 | 0 | 0 | 0 | 0 | 2 | Exp. LTE (DE) ; | ABC | DE | 4 | 1 | 0 | Baseband 6631 | [13 empty] | INST : LTE AWS / |  | MIC BO 3YPlan 2023_1BB_2R_2A | 28 | 1xBaseband 6631, 2xRadio 4415 B66A, |  | 2xAntenna 4pH, | [25 empty] | 70 | 2 |  | 64 | [81 empty] | 1xBaseband 6631, 2xRadio 4415 B66A, 2xAntenna 4pH,
252 | RO 2022 H1 New Sites | RO 2022 Capacity H2 | Proyecto Millicom Bolivia 3YPlan 2023 | MQU | Mi Quinta | In Services | -17.7215 | -63.0477 | Urbano | Cotoca | Cotoca | Santa Cruz | 40 | Selfsupported | Enclosure 6150 | - | 0 | 3 | 0 | 0 | 2 | 2 | 0 | 0 | 7 |  | 1 BB 6630 WL | N/A | 0 | N/A | 0 | N/A | 3 R 2219 B5 | 3 | 1 BB 6630 WL | 1 | RBS 6630 | N/A | 0 | N/A | 0 | N/A | 2 R 4478 B12A | 2 | 0 BB 6630 WL | 0 | RBS 6630 | 2 R 4499 B2B25B66A | 2 | 0 BB 6630 WL | 0 | RBS 6630 | N/A | 0 | N/A | 0 | N/A | N/A | 0 | N/A | 0 | N/A | 7 |  |  |  | 2024 | WL |  |  | -Exp. LTE (DEF) ; | 0 | 0 | 1 | 0 | 0 | 0 |  | 1 | 7 |  | 0 | 0 | 1 | 0 | 0 | 0 | 0 | 1 | Exp. LTE (DEF) ; | ABCDE | F | 31 | 1 | 0 | Baseband 6631 | [13 empty] | INST : LTE AWS / |  | MIC BO 3YPlan 2023_1BB_1R_1A | 18 | 1xBaseband 6631, 1xRadio 4415 B66A, |  | 1xAntenna 4pH, | [25 empty] | 70 | 1 |  | 59 | [81 empty] | 1xBaseband 6631, 1xRadio 4415 B66A, 1xAntenna 4pH,
253 | RO 2022 H1 New Sites | 0 | Proyecto Millicom Bolivia 3YPlan 2023 | CON3 | Concepcion 3 | In Services | -16.1497 | -62.0189 | Rural | Concepcion | Nuflo de Chavez | Santa Cruz | 40 | Selfsupported | Enclosure 6150 | - | 0 | 3 | 0 | 0 | 2 | 0 | 0 | 0 | 5 |  | 1 BB 6630 WL | N/A | 0 | N/A | 0 | N/A | 3 R 2219 B5 | 3 | 1 BB 6630 WL | 1 | RBS 6630 | N/A | 0 | N/A | 0 | N/A | 2 R 4478 B12A | 2 | 0 BB 6630 WL | 0 | RBS 6630 | N/A | 0 | N/A | 0 | N/A | N/A | 0 | N/A | 0 | N/A | N/A | 0 | N/A | 0 | N/A | 5 |  |  |  | 2024 | WL |  |  | -Exp. LTE (DEF) ; | 0 | 0 | 3 | 0 | 0 | 0 |  | 3 | 5 |  | 0 | 0 | 3 | 0 | 0 | 0 | 0 | 3 | Exp. LTE (DEF) ; | ABC | DEF | 31 | 1 | 0 | Baseband 6631 | [13 empty] | INST : LTE AWS / |  | MIC BO 3YPlan 2023_1BB_3R_3A | 31 | 1xBaseband 6631, 3xRadio 4415 B66A, |  | 3xAntenna 4pH, | [25 empty] | 70 | 3 |  | 59 | [81 empty] | 1xBaseband 6631, 3xRadio 4415 B66A, 3xAntenna 4pH,
254 | / LTE RO 2019 Coverage Co-Located | 0 | Proyecto Millicom Bolivia 3YPlan 2023 | RFO | Reforma | In Services | -17.2607 | -63.0308 | Rural | Warnes | Warnes | Santa Cruz | 60 | Selfsupported | Enclosure 6150 | - | 3 | 0 | 0 | 0 | 3 | 0 | 0 | 0 | 6 |  | 1 DUG 20 01-1 DUS 31 02 | 3 RRUS 01B5 G | 3 | 1 DUG 20 01 | 1 | RBS 6601 | N/A | 0 | N/A | 0 | N/A | N/A | 0 | N/A | 0 | N/A | 3 RRUS 11 B12 | 3 | 1 DUS 31 02 | 1 | RBS 6601 | N/A | 0 | N/A | 0 | N/A | N/A | 0 | N/A | 0 | N/A | 0 | 0 | 0 | 0 | 0 | 6 |  |  |  | 2024 | GL |  |  | -Exp. LTE (DEF) ; | 0 | 0 | 3 | 0 | 0 | 0 |  | 3 | 6 |  | 0 | 0 | 3 | 0 | 0 | 0 | 0 | 3 | Exp. LTE (DEF) ; | ABC | DEF | 31 | 1 | 0 | Baseband 6631 | [13 empty] | INST : LTE AWS / |  | MIC BO 3YPlan 2023_1BB_3R_3A | 31 | 1xBaseband 6631, 3xRadio 4415 B66A, |  | 3xAntenna 4pH, | [25 empty] | 100 | 3 |  | 81 | [81 empty] | 1xBaseband 6631, 3xRadio 4415 B66A, 3xAntenna 4pH,
255 | 0 | RO 2022 Capacity H2 | Proyecto Millicom Bolivia 3YPlan 2023 | RED | Reducto | In Services | -17.390334 | -66.242958 | Urbano | 0 | 0 | Cochabamba | 6 | Monopolo | Enclosure 6150 | 0 | 0 | 3 | 0 | 0 | 3 | 3 | 0 | 0 | 9 |  | 1 BB 6630 WL | N/A | 0 | N/A | 0 | N/A | 3 R 2219 B5 | 3 | 1 BB 6630 WL | 1 | RBS 6630 | N/A | 0 | N/A | 0 | N/A | 3 R 4478 B12A | 3 | 0 BB 6630 WL | 0 | RBS 6630 | 3 R 4499 B2B25B66A | 3 | 0 BB 6630 WL | 0 | RBS 6630 | N/A | 0 | N/A | 0 | N/A | N/A | 0 | N/A | 0 | N/A | 9 |  |  |  | 2024 | WL |  |  | -MIMO4 LTE (DEF) ; | 0 | 0 | 0 | 0 | 0 | 0 |  | 0 | 9 |  | 0 | 0 | 0 | 0 | 0 | 0 | 0 | 0 | MIMO4 LTE (DEF) ; | ABCDEF |  | 2 | 0 | 0 | [14 empty] | INST : |  | MIC BO 3YPlan 2023 | 4 | [28 empty] | 30 | 0 |  | 21
256 | Swap Oruro & Potosí 2021 | 0 | Proyecto Millicom Bolivia 3YPlan 2023 | SHU | Salida a Huanuni | In Services | -18.0003 | -67.0569 | 0 | - | - | Oruro | 25 | Selfsupported | Enclosure 6150 | 0 | 0 | 3 | 0 | 0 | 2 | 0 | 0 | 0 | 5 |  | 1 BB 6630 WL | N/A | 0 | N/A | 0 | N/A | 3 R 2219 B5 | 3 | 1 BB 6630 WL | 1 | RBS 6630 | N/A | 0 | N/A | 1 | N/A | 2 R 4449 B5 B12A | 2 | 0 BB 6630 WL | 0 | RBS 6630 | N/A | 0 | N/A | 0 | N/A | N/A | 0 | N/A | 0 | N/A | N/A | 0 | N/A | 0 | N/A | 5 |  |  |  | 2024 | WL |  |  | -Exp. LTE (DEF) ; | 0 | 0 | 3 | 0 | 0 | 0 |  | 3 | 5 |  | 0 | 0 | 3 | 0 | 0 | 0 | 0 | 3 | Exp. LTE (DEF) ; | ABC | DEF | 31 | 0 | 0 | [14 empty] | INST : LTE AWS / |  | MIC BO 3YPlan 2023_3R_3A | 27 | 3xRadio 4415 B66A, |  | 3xAntenna 4pH, | [25 empty] | 50 | 3 |  | 42 | [81 empty] | 3xRadio 4415 B66A, 3xAntenna 4pH,
257 | Swap Oruro & Potosí 2021 | 0 | Proyecto Millicom Bolivia 3YPlan 2023 | PLA | Plahipo | In Services | -19.6372 | -65.7218 | 0 | - | - | Potosi | 60 | Selfsupported | Enclosure 6150 | 0 | 0 | 0 | 3 | 0 | 2 | 0 | 0 | 0 | 5 |  | 1 BB 6630 GWL | 3 R 2219 B5 | 3 | 1 BB 6630 GWL | 1 | RBS 6630 | 0 2219 B5 | 0 | 0 BB 6630 GWL | 1 | RBS 6630 | N/A | 0 | N/A | 1 | N/A | 2 R 4478 B12A | 2 | 0 BB 6630 GWL | 0 | RBS 6630 | N/A | 0 | N/A | 0 | N/A | N/A | 0 | N/A | 0 | N/A | N/A | 0 | N/A | 0 | N/A | 5 |  |  |  | 2024 | GWL |  |  | -Exp. LTE (EF) ; | 0 | 0 | 2 | 0 | 0 | 0 |  | 2 | 5 |  | 0 | 0 | 2 | 0 | 0 | 0 | 0 | 2 | Exp. LTE (EF) ; | ABC | EF | 7 | 0 | 0 | [14 empty] | INST : LTE AWS / |  | MIC BO 3YPlan 2023_2R_2A | 20 | 2xRadio 4415 B66A, |  | 2xAntenna 4pH, | [25 empty] | 100 | 2 |  | 81 | [81 empty] | 2xRadio 4415 B66A, 2xAntenna 4pH,
258 | 0 | Lista CF | Proyecto Millicom Bolivia 3YPlan 2023 | CN2 | Condominios Norte 2 | In Services | -17.6923 | -63.1658 | Rural | Villa Sanchez | Villa Sanchez | Santa Cruz | 25 | Selfsupported | Enclosure 6150 | - | 0 | 3 | 0 | 0 | 3 | 0 | 0 | 0 | 6 |  | 1 BB 6630 WL | N/A | 0 | N/A | 0 | N/A | 3 R 2219 B5 W | 3 | 1 BB 6630 WL | 1 | RBS 6630 | N/A | 0 | N/A | 0 | N/A | 3 R 4478 B12A | 3 | 0 BB 6630 WL | 0 | RBS 6630 | N/A | 0 | N/A | 0 | N/A | N/A | 0 | N/A | 0 | N/A | N/A | 0 | N/A | 0 | N/A | 6 |  |  |  | 2024 | WL |  |  | -Exp. LTE (DEF) ; | 0 | 0 | 3 | 0 | 0 | 0 |  | 3 | 6 |  | 0 | 0 | 3 | 0 | 0 | 0 | 0 | 3 | Exp. LTE (DEF) ; | ABC | DEF | 31 | 0 | 0 | [14 empty] | INST : LTE AWS / |  | MIC BO 3YPlan 2023_3R_3A | 27 | 3xRadio 4415 B66A, |  | 3xAntenna 4pH, | [25 empty] | 50 | 3 |  | 42 | [81 empty] | 3xRadio 4415 B66A, 3xAntenna 4pH,
259 | Swap Oruro & Potosí 2021 | 0 | Proyecto Millicom Bolivia 3YPlan 2023 | PDP | Polideportivo Potosi | In Services | -19.5916 | -65.7417 | 0 | - | - | Potosi | 25 | Selfsupported | Enclosure 6150 | 0 | 0 | 0 | 3 | 0 | 2 | 0 | 0 | 0 | 5 |  | 1 BB 6630 GW-1 BB 6630 L | 3 R 2219 B5 | 3 | 1 BB 6630 GW | 1 | RBS 6630 | 0 2219 B5 | 0 | 0 BB 6630 GW | 2 | RBS 6630 | N/A | 0 | N/A | 2 | N/A | 2 R 4478 B12A | 2 | 1 BB 6630 L | 1 | RBS 6630 | N/A | 0 | N/A | 0 | N/A | N/A | 0 | N/A | 0 | N/A | N/A | 0 | N/A | 0 | N/A | 5 |  |  |  | 2024 | GWL |  |  | -Exp. LTE (DEF) ; | 0 | 0 | 3 | 0 | 0 | 0 |  | 3 | 5 |  | 0 | 0 | 3 | 0 | 0 | 0 | 0 | 3 | Exp. LTE (DEF) ; | ABC | DEF | 31 | 0 | 0 | [14 empty] | INST : LTE AWS / |  | MIC BO 3YPlan 2023_3R_3A | 27 | 3xRadio 4415 B66A, |  | 3xAntenna 4pH, | [25 empty] | 50 | 3 |  | 42 | [81 empty] | 3xRadio 4415 B66A, 3xAntenna 4pH,
260 | 0 | 0 | Proyecto Millicom Bolivia 3YPlan 2023 | YGR | Yaguaru | In Services | -15.6019 | -63.2268 | Rural | Urubicha | Guarayos | Santa Cruz | 70 | Selfsupported | RBS6101 | - | 0 | 3 | 0 | 0 | 0 | 0 | 0 | 0 | 3 |  | 1 BB 5216 WL | N/A | 0 | N/A | 0 | N/A | 3 R 2219 B5 W | 3 | 1 BB 5216 WL | 1 | RBS6101 | N/A | 0 | N/A | 0 | N/A | N/A | 0 | N/A | 0 | N/A | N/A | 0 | N/A | 0 | N/A | N/A | 0 | N/A | 0 | N/A | 0 | 0 | 0 | 0 | 0 | 3 |  |  |  | 2024 | W |  |  | -Exp. LTE (DEF) ; | 0 | 0 | 3 | 0 | 0 | 0 |  | 3 | 3 |  | 0 | 0 | 3 | 0 | 0 | 0 | 0 | 3 | Exp. LTE (DEF) ; | ABC | DEF | 31 | 1 | 0 | Baseband 6631 | [13 empty] | INST : LTE AWS / |  | MIC BO 3YPlan 2023_1BB_3R_3A | 31 | 1xBaseband 6631, 3xRadio 4415 B66A, |  | 3xAntenna 4pH, | [25 empty] | 100 | 3 |  | 92 | [81 empty] | 1xBaseband 6631, 3xRadio 4415 B66A, 3xAntenna 4pH,
261 | / LTE Coverage New Sites H1 2020 | RO 2022 Capacity H2 | Proyecto Millicom Bolivia 3YPlan 2023 | PAS2 | El Paso 2 | In Services | -17.338 | -66.2667 | Urban | 0 | 0 | Cochabamba | 45 | Selfsupported | Enclosure 6150 | 0 | 0 | 3 | 0 | 0 | 2 | 0 | 0 | 2 | 7 |  | 1 BB 6630 WL | N/A | 0 | N/A | 0 | N/A | 3 R 2219 B5 | 3 | 1 BB 6630 WL | 1 | RBS 6630 | N/A | 0 | N/A | 0 | N/A | 2 R 4478 B12A | 2 | 0 BB 6630 WL | 0 | RBS 6630 | N/A | 0 | N/A | 0 | N/A | N/A | 0 | N/A | 0 | N/A | 2 R 4499 B2B25B66A | 2 | 0 BB 6630 WL | 0 | RBS 6630 | 7 |  |  |  | 2024 | WL |  |  | -Exp. LTE (I) ; MIMO4 LTE (F) ; | 0 | 0 | 0 | 0 | 0 | 0 |  | 0 | 7 |  | 0 | 0 | 0 | 0 | 0 | 0 | 0 | 0 | Exp. LTE (I) ; MIMO4 LTE (F) ; | ABCDF | I | 2 | 0 | 0 | [14 empty] | INST : LTE 1900 / |  | MIC BO 3YPlan 2023 | 4 | [28 empty] | 70 | 0 |  | 64
262 | 0 | Lista CF | Proyecto Millicom Bolivia 3YPlan 2023 | PRD9 | Parada 9 ORU | In Services | -19.0628 | -65.2902 | Urban | Cercado | Cercado | Oruro | 25 | Selfsupported | Enclosure 6150 | - | 0 | 3 | 0 | 0 | 2 | 0 | 0 | 0 | 5 |  | 1 BB 6630 WL | N/A | 0 | N/A | 0 | N/A | 3 R 2219 B5 | 3 | 1 BB 6630 WL | 1 | RBS 6601 | N/A | 0 | N/A | 0 | N/A | 2 R 4478 B12A | 2 | 0 BB 6630 WL | 0 | RBS 6630 | 0 | 0 | 0 | 0 | 0 | 0 | 0 | 0 | 0 | 0 | N/A | 0 | N/A | 0 | N/A | 5 |  |  |  | 2024 | WL |  |  | -Exp. LTE (DEF) ; | 0 | 0 | 3 | 0 | 0 | 0 |  | 3 | 5 |  | 0 | 0 | 3 | 0 | 0 | 0 | 0 | 3 | Exp. LTE (DEF) ; | ABC | DEF | 31 | 0 | 0 | [14 empty] | INST : LTE AWS / |  | MIC BO 3YPlan 2023_3R_3A | 27 | 3xRadio 4415 B66A, |  | 3xAntenna 4pH, | [25 empty] | 50 | 3 |  | 42 | [81 empty] | 3xRadio 4415 B66A, 3xAntenna 4pH,
263 | RO 2022 H1 New Sites | 0 | Proyecto Millicom Bolivia 3YPlan 2023 | POK | PariOrko | In Services | -19.5895 | -65.7628 | Urban | Tomás Frias | Villa Imperial | Potosi | 8 | Monopolo | Enclosure 6150 | - | 0 | 3 | 0 | 0 | 2 | 0 | 0 | 0 | 5 |  | 1 BB 6630 WL | N/A | 0 | N/A | 0 | N/A | 3 R 2219 B5 | 3 | 1 BB 6630 WL | 1 | RBS 6630 | N/A | 0 | N/A | 0 | N/A | 2 R 4478 B12A | 2 | 0 BB 6630 WL | 0 | RBS 6630 | N/A | 0 | N/A | 0 | N/A | N/A | 0 | N/A | 0 | N/A | N/A | 0 | N/A | 0 | N/A | 5 |  |  |  | 2024 | WL |  |  | -Exp. LTE (DEF) ; | 0 | 0 | 3 | 0 | 0 | 0 |  | 3 | 5 |  | 0 | 0 | 3 | 0 | 0 | 0 | 0 | 3 | Exp. LTE (DEF) ; | ABC | DEF | 31 | 1 | 0 | Baseband 6631 | [13 empty] | INST : LTE AWS / |  | MIC BO 3YPlan 2023_1BB_3R_3A | 31 | 1xBaseband 6631, 3xRadio 4415 B66A, |  | 3xAntenna 4pH, | [25 empty] | 30 | 3 |  | 23 | [81 empty] | 1xBaseband 6631, 3xRadio 4415 B66A, 3xAntenna 4pH,
264 | 0 | RO 2022 Capacity H2 | Proyecto Millicom Bolivia 3YPlan 2023 | PLBE | Puente la Bélgica | In Services | -17.537 | -63.2028 | Urbano | Warnes | Warnes | Santa Cruz | 40 | Selfsupported | Enclosure 6150 | - | 0 | 3 | 0 | 0 | 3 | 1 | 0 | 0 | 7 |  | 1 BB 6630 WL | N/A | 0 | N/A | 0 | N/A | 3 R 2219 B5 | 3 | 1 BB 6630 WL | 1 | RBS 6630 | N/A | 0 | N/A | 0 | N/A | 2 R 4478 B12A | 3 | 0 BB 6630 WL | 0 | RBS 6630 | 1 R 4499 B2B25B66A | 1 | 0 BB 6630 WL | 0 | RBS 6630 | N/A | 0 | N/A | 0 | N/A | N/A | 0 | N/A | 0 | N/A | 7 |  |  |  | 2024 | WL |  |  | -Exp. LTE (DF) ; | 0 | 0 | 1 | 0 | 0 | 0 |  | 1 | 7 |  | 0 | 0 | 1 | 0 | 0 | 0 | 0 | 1 | Exp. LTE (DF) ; | ABCD | F | 4 | 0 | 0 | [14 empty] | INST : LTE AWS / |  | MIC BO 3YPlan 2023_1R_1A | 9 | 1xRadio 4415 B66A, |  | 1xAntenna 4pH, | [25 empty] | 70 | 1 |  | 59 | [81 empty] | 1xRadio 4415 B66A, 1xAntenna 4pH,
265 | / 3G Coverage Co-Located H1 2020/High Load Cells_Only F1 | 0 | Proyecto Millicom Bolivia 3YPlan 2023 | TSA | Tx San Antonio | In Services | -16.4131 | -60.9826 | Rural | San Ignacio de Velasco | Velasco | Santa Cruz | 60 | Selfsupported | PBC6200 | - | 0 | 0 | 1 | 0 | 3 | 0 | 0 | 0 | 4 |  | 1 DUG 20 01-1 DUW 31 01-1 DUS 31 02 | 1 RRU 12 B5 | 1 | 1 DUG 20 01 | 1 | RBS6601 | 0 RRU 12 B5 GW | 0 | 1 DUW 31 01 | 1 | RBS6601 | N/A | 0 | N/A | 0 | N/A | 3 RRUS 11 B12 | 3 | 1 DUS 31 02 | 1 | RBS6601 | N/A | 0 | N/A | 0 | N/A | N/A | 0 | N/A | 0 | N/A | 0 | 0 | 0 | 0 | 0 | 4 |  |  |  | 2024 | GWL |  |  | -Exp. LTE (D) ; | 0 | 0 | 1 | 0 | 0 | 0 |  | 1 | 4 |  | 0 | 0 | 1 | 0 | 0 | 0 | 0 | 1 | Exp. LTE (D) ; | ABC | D | 2 | 1 | 0 | Baseband 6631 | [13 empty] | INST : LTE AWS / |  | MIC BO 3YPlan 2023_1BB_1R_1A | 18 | 1xBaseband 6631, 1xRadio 4415 B66A, |  | 1xAntenna 4pH, | [25 empty] | 100 | 1 |  | 81 | [81 empty] | 1xBaseband 6631, 1xRadio 4415 B66A, 1xAntenna 4pH,
266 | / LTE RO 2019 Coverage Co-Located | 0 | Proyecto Millicom Bolivia 3YPlan 2023 | MMN | Mamanaca | In Services | -17.5841 | -66.053 | Rural | Arbieto | Esteban Arce | Cochabamba | 60 | Selfsupported | Enclosure 6150 | - | 3 | 0 | 0 | 0 | 3 | 0 | 0 | 0 | 6 |  | 1 BB 5216 GL | 3 R 2219 B5 G | 3 | 1 BB 5216 GL | 1 | RBS 6601 | N/A | 0 | N/A | 0 | N/A | N/A | 0 | N/A | 0 | N/A | 3 RRUS 11 B12 | 3 | 0 BB 5216 GL | 0 | RBS 6601 | N/A | 0 | N/A | 0 | N/A | N/A | 0 | N/A | 0 | N/A | 0 | 0 | 0 | 0 | 0 | 6 |  |  |  | 2024 | GL |  |  | -Exp. LTE (DF) ; | 0 | 0 | 2 | 0 | 0 | 0 |  | 2 | 6 |  | 0 | 0 | 2 | 0 | 0 | 0 | 0 | 2 | Exp. LTE (DF) ; | ABC | DF | 4 | 1 | 0 | Baseband 6631 | [13 empty] | INST : LTE AWS / |  | MIC BO 3YPlan 2023_1BB_2R_2A | 28 | 1xBaseband 6631, 2xRadio 4415 B66A, |  | 2xAntenna 4pH, | [25 empty] | 100 | 2 |  | 81 | [81 empty] | 1xBaseband 6631, 2xRadio 4415 B66A, 2xAntenna 4pH,
267 | 0 | Lista CF | Proyecto Millicom Bolivia 3YPlan 2023 | KAN | Kantumarca | In Services | -19.5944 | -65.7817 | Urban | Potosi | Tomás Frías | Potosi | 32 | Selfsupported | Enclosure 6150 | - | 0 | 3 | 0 | 0 | 2 | 0 | 0 | 0 | 5 |  | 1 BB 6630 WL | N/A | 0 | N/A | 0 | N/A | 3 R 2219 B5 W | 3 | 1 BB 6630 WL | 1 | RBS 6630 | N/A | 0 | N/A | 0 | N/A | 2 R 4478 B12A | 2 | 0 BB 6630 WL | 0 | RBS 6630 | N/A | 0 | N/A | 0 | N/A | N/A | 0 | N/A | 0 | N/A | N/A | 0 | N/A | 0 | N/A | 5 |  |  |  | 2024 | WL |  |  | -Exp. LTE (DEF) ; | 0 | 0 | 3 | 0 | 0 | 0 |  | 3 | 5 |  | 0 | 0 | 3 | 0 | 0 | 0 | 0 | 3 | Exp. LTE (DEF) ; | ABC | DEF | 31 | 1 | 0 | Baseband 6631 | [13 empty] | INST : LTE AWS / |  | MIC BO 3YPlan 2023_1BB_3R_3A | 31 | 1xBaseband 6631, 3xRadio 4415 B66A, |  | 3xAntenna 4pH, | [25 empty] | 70 | 3 |  | 50 | [81 empty] | 1xBaseband 6631, 3xRadio 4415 B66A, 3xAntenna 4pH,
268 | 0 | Lista CF | Proyecto Millicom Bolivia 3YPlan 2023 | PECO | Plan Ecologico ORU | In Services | -17.9472 | -67.1226 | Urban | Cercado | Cercado | Oruro | 25 | Selfsupported | Enclosure 6150 | - | 0 | 3 | 0 | 0 | 2 | 0 | 0 | 0 | 5 |  | 1 BB 6630 WL | N/A | 0 | N/A | 0 | N/A | 3 R 2219 B5 W | 3 | 1 BB 6630 WL | 1 | RBS 6630 | N/A | 0 | N/A | 0 | N/A | 2 R 4478 B12A | 2 | 0 BB 6630 WL | 0 | RBS 6630 | N/A | 0 | N/A | 0 | N/A | N/A | 0 | N/A | 0 | N/A | N/A | 0 | N/A | 0 | N/A | 5 |  |  |  | 2024 | WL |  |  | -Exp. LTE (EF) ; | 0 | 0 | 2 | 0 | 0 | 0 |  | 2 | 5 |  | 0 | 0 | 2 | 0 | 0 | 0 | 0 | 2 | Exp. LTE (EF) ; | ABC | EF | 7 | 0 | 0 | [14 empty] | INST : LTE AWS / |  | MIC BO 3YPlan 2023_2R_2A | 20 | 2xRadio 4415 B66A, |  | 2xAntenna 4pH, | [25 empty] | 50 | 2 |  | 42 | [81 empty] | 2xRadio 4415 B66A, 2xAntenna 4pH,
269 | 0 | Lista CF | Proyecto Millicom Bolivia 3YPlan 2023 | LLA2 | Llallagua 2 | In Services | -18.4156 | -66.5803 | Rural | Llallagua | Rafael Bustillo | Potosi | 35 | Selfsupported | Enclosure 6150 | - | 0 | 3 | 0 | 0 | 2 | 0 | 0 | 0 | 5 |  | 1 BB 6630 WL | N/A | 0 | N/A | 0 | N/A | 3 R 2219 B5 W | 3 | 1 BB 6630 WL | 1 | RBS 6630 | N/A | 0 | N/A | 0 | N/A | 2 R 4478 B12A | 2 | 0 BB 6630 WL | 0 | RBS 6630 | N/A | 0 | N/A | 0 | N/A | N/A | 0 | N/A | 0 | N/A | N/A | 0 | N/A | 0 | N/A | 5 |  |  |  | 2024 | WL |  |  | -Exp. LTE (DE) ; | 0 | 0 | 2 | 0 | 0 | 0 |  | 2 | 5 |  | 0 | 0 | 2 | 0 | 0 | 0 | 0 | 2 | Exp. LTE (DE) ; | ABC | DE | 4 | 1 | 0 | Baseband 6631 | [13 empty] | INST : LTE AWS / |  | MIC BO 3YPlan 2023_1BB_2R_2A | 28 | 1xBaseband 6631, 2xRadio 4415 B66A, |  | 2xAntenna 4pH, | [25 empty] | 70 | 2 |  | 53 | [81 empty] | 1xBaseband 6631, 2xRadio 4415 B66A, 2xAntenna 4pH,
270 | / High Load Cells_Only F1 | 0 | Proyecto Millicom Bolivia 3YPlan 2023 | YCS | Cerro Yacuses | In Services | -19.0084 | -58.2233 | Rural | Puerto Suarez | German Busch | Santa Cruz | 50 | Selfsupported | RBS6101 | - | 0 | 0 | 3 | 0 | 3 | 0 | 0 | 0 | 6 |  | 1 DUG 20 01-1 DUW 31 01-1 DUS 31 02 | 3 RRUS 01 B5 GW | 3 | 1 DUG 20 01 | 1 | RBS 6101 | 0 RRUS 01B5 GW | 0 | 1 DUW 31 01 | 1 | RBS 6101 | N/A | 0 | N/A | 0 | N/A | 3 RRUS 11 B12 | 3 | 1 DUS 31 02 | 1 | RBS 6101 | N/A | 0 | N/A | 0 | N/A | N/A | 0 | N/A | 0 | N/A | 0 | 0 | 0 | 0 | 0 | 6 |  |  |  | 2024 | GWL |  |  | -Exp. LTE (EF) ; | 0 | 0 | 2 | 0 | 0 | 0 |  | 2 | 6 |  | 0 | 0 | 2 | 0 | 0 | 0 | 0 | 2 | Exp. LTE (EF) ; | ABC | EF | 7 | 1 | 0 | Baseband 6631 | [13 empty] | INST : LTE AWS / |  | MIC BO 3YPlan 2023_1BB_2R_2A | 28 | 1xBaseband 6631, 2xRadio 4415 B66A, |  | 2xAntenna 4pH, | [25 empty] | 100 | 2 |  | 70 | [81 empty] | 1xBaseband 6631, 2xRadio 4415 B66A, 2xAntenna 4pH,
271 | 0 | Lista CF | Proyecto Millicom Bolivia 3YPlan 2023 | LLCH | Las Lecherias | In Services | -19.5599 | -65.755 | Urban | Potosi | Tomás Frías | Potosi | 6 | Monopolo | Enclosure 6150 | - | 0 | 3 | 0 | 0 | 2 | 0 | 0 | 0 | 5 |  | 1 BB 5212 W-1 BB 5212 L | N/A | 0 | N/A | 0 | N/A | 3 R 2219 B5 W | 3 | 1 BB 5212 W | 1 | RBS 6601 | N/A | 0 | N/A | 0 | N/A | 2 R 4478 B12A | 2 | 1 BB 5212 L | 1 | RBS 6601 | N/A | 0 | N/A | 0 | N/A | N/A | 0 | N/A | 0 | N/A | N/A | 0 | N/A | 0 | N/A | 5 |  |  |  | 2024 | WL |  |  | -Exp. LTE (EF) ; | 0 | 0 | 2 | 0 | 0 | 0 |  | 2 | 5 |  | 0 | 0 | 2 | 0 | 0 | 0 | 0 | 2 | Exp. LTE (EF) ; | ABC | EF | 7 | 1 | 0 | Baseband 6631 | [13 empty] | INST : LTE AWS / |  | MIC BO 3YPlan 2023_1BB_2R_2A | 28 | 1xBaseband 6631, 2xRadio 4415 B66A, |  | 2xAntenna 4pH, | [25 empty] | 30 | 2 |  | 21 | [81 empty] | 1xBaseband 6631, 2xRadio 4415 B66A, 2xAntenna 4pH,
272 | 0 | 0 | Proyecto Millicom Bolivia 3YPlan 2023 | VAL | Valle Alto | In Services | -17.4579 | -65.8595 | Rural | San Benito | Punata | Cochabamba | 40 | Selfsupported | PBC6200 | - | 3 | 0 | 0 | 0 | 3 | 0 | 0 | 0 | 6 |  | 1 BB 5216 GL | 3 R 2219 B5 G | 3 | 1 BB 5216 GL | 1 | RBS 6601 | N/A | 0 | N/A | 0 | N/A | N/A | 0 | N/A | 0 | N/A | 3 RRUS 11 B12 | 3 | 0 BB 5216 GL | 0 | RBS6601 | N/A | 0 | N/A | 0 | N/A | N/A | 0 | N/A | 0 | N/A | 0 | 0 | 0 | 0 | 0 | 6 |  |  |  | 2024 | GL |  |  | -Exp. LTE (EF) ; | 0 | 0 | 2 | 0 | 0 | 0 |  | 2 | 6 |  | 0 | 0 | 2 | 0 | 0 | 0 | 0 | 2 | Exp. LTE (EF) ; | ABC | EF | 7 | 1 | 0 | Baseband 6631 | [13 empty] | INST : LTE AWS / |  | MIC BO 3YPlan 2023_1BB_2R_2A | 28 | 1xBaseband 6631, 2xRadio 4415 B66A, |  | 2xAntenna 4pH, | [25 empty] | 70 | 2 |  | 59 | [81 empty] | 1xBaseband 6631, 2xRadio 4415 B66A, 2xAntenna 4pH,
273 | Swap Oruro & Potosí 2021 | 0 | Proyecto Millicom Bolivia 3YPlan 2023 | PES | Puente Espanol | In Services | -18.0048 | -67.1035 | 0 | - | - | Oruro | 25 | Selfsupported | Enclosure 6150 | 0 | 0 | 3 | 0 | 0 | 2 | 0 | 0 | 0 | 5 |  | 1 BB 6630 WL | N/A | 0 | N/A | 0 | N/A | 3 R 2219 B5 | 3 | 1 BB 6630 WL | 1 | RBS 6630 | N/A | 0 | N/A | 1 | N/A | 2 R 4449 B5 B12A | 2 | 0 BB 6630 WL | 0 | RBS 6630 | N/A | 0 | N/A | 0 | N/A | N/A | 0 | N/A | 0 | N/A | N/A | 0 | N/A | 0 | N/A | 5 |  |  |  | 2024 | WL |  |  | -Exp. LTE (DEF) ; | 0 | 0 | 3 | 0 | 0 | 0 |  | 3 | 5 |  | 0 | 0 | 3 | 0 | 0 | 0 | 0 | 3 | Exp. LTE (DEF) ; | ABC | DEF | 31 | 0 | 0 | [14 empty] | INST : LTE AWS / |  | MIC BO 3YPlan 2023_3R_3A | 27 | 3xRadio 4415 B66A, |  | 3xAntenna 4pH, | [25 empty] | 50 | 3 |  | 42 | [81 empty] | 3xRadio 4415 B66A, 3xAntenna 4pH,
274 | 0 | Lista CF | Proyecto Millicom Bolivia 3YPlan 2023 | HUN2 | Huanuni 2 | In Services | -18.2682 | -66.8627 | Rural | Huanuni | Pantaleón Dalence | Oruro | 25 | Selfsupported | Enclosure 6150 | - | 0 | 3 | 0 | 0 | 3 | 0 | 0 | 0 | 6 |  | 1 BB 6630 WL | N/A | 0 | N/A | 0 | N/A | 3 R 2219 B5 | 3 | 1 BB 6630 WL | 1 | RBS 6601 | N/A | 0 | N/A | 0 | N/A | 3 R 4478 B12A | 3 | 0 BB 6630 WL | 0 | RBS 6630 | 0 | 0 | 0 | 0 | 0 | 0 | 0 | 0 | 0 | 0 | N/A | 0 | N/A | 0 | N/A | 6 |  |  |  | 2024 | WL |  |  | -Exp. LTE (F) ; | 0 | 0 | 1 | 0 | 0 | 0 |  | 1 | 6 |  | 0 | 0 | 1 | 0 | 0 | 0 | 0 | 1 | Exp. LTE (F) ; | ABC | F | 1 | 0 | 0 | [14 empty] | INST : LTE AWS / |  | MIC BO 3YPlan 2023_1R_1A | 9 | 1xRadio 4415 B66A, |  | 1xAntenna 4pH, | [25 empty] | 50 | 1 |  | 42 | [81 empty] | 1xRadio 4415 B66A, 1xAntenna 4pH,
275 | / High Load Cells_Only F1 | 0 | Proyecto Millicom Bolivia 3YPlan 2023 | ZSS | Zona Senac Sucre | In Services | -19.0604 | -65.2689 | Urban | Sucre | Oropeza | Chuquisaca | 6 | Monopolo | Enclosure 6150 | - | 0 | 3 | 0 | 0 | 3 | 0 | 0 | 0 | 6 |  | 1 BB 5216 WL | N/A | 0 | N/A | 0 | N/A | 3 R 2219 B5 | 3 | 1 BB 5216 WL | 1 | RBS 6601 | N/A | 0 | N/A | 0 | N/A | 3 RRUS 11 B12 | 3 | 0 BB 5216 WL | 0 | RBS 6601 | N/A | 0 | N/A | 0 | N/A | N/A | 0 | N/A | 0 | N/A | 0 | 0 | 0 | 0 | 0 | 6 |  |  |  | 2024 | WL |  |  | -Exp. LTE (DEF) ; | 0 | 0 | 3 | 0 | 0 | 0 |  | 3 | 6 |  | 0 | 0 | 3 | 0 | 0 | 0 | 0 | 3 | Exp. LTE (DEF) ; | ABC | DEF | 31 | 1 | 0 | Baseband 6631 | [13 empty] | INST : LTE AWS / |  | MIC BO 3YPlan 2023_1BB_3R_3A | 31 | 1xBaseband 6631, 3xRadio 4415 B66A, |  | 3xAntenna 4pH, | [25 empty] | 30 | 3 |  | 21 | [81 empty] | 1xBaseband 6631, 3xRadio 4415 B66A, 3xAntenna 4pH,
276 | 0 | 0 | Proyecto Millicom Bolivia 3YPlan 2023 | AVLC | Av Los Ceibos | In Services | -17.3663 | -66.1702 | Rural | Cercado | Cercado | Cochabamba | 6 | Monopolo | Enclosure 6150 | - | 0 | 3 | 0 | 0 | 3 | 0 | 0 | 0 | 6 |  | 1 BB 5216 WL | N/A | 0 | N/A | 0 | N/A | 3 R 2219 B5 | 3 | 1 BB 5216 WL | 1 | RBS 6601 | N/A | 0 | N/A | 0 | N/A | 2 R 4478 B12A | 3 | 0 BB 5216 WL | 0 | RBS 6601 | N/A | 0 | N/A | 0 | N/A | N/A | 0 | N/A | 0 | N/A | N/A | 0 | N/A | 0 | N/A | 6 |  |  |  | 2024 | WL |  |  | -Exp. LTE (DEF) ; | 0 | 0 | 3 | 0 | 0 | 0 |  | 3 | 6 |  | 0 | 0 | 3 | 0 | 0 | 0 | 0 | 3 | Exp. LTE (DEF) ; | ABC | DEF | 31 | 1 | 0 | Baseband 6631 | [13 empty] | INST : LTE AWS / |  | MIC BO 3YPlan 2023_1BB_3R_3A | 31 | 1xBaseband 6631, 3xRadio 4415 B66A, |  | 3xAntenna 4pH, | [25 empty] | 30 | 3 |  | 21 | [81 empty] | 1xBaseband 6631, 3xRadio 4415 B66A, 3xAntenna 4pH,
277 | RO 2022 H1 New Sites | RO 2022 Capacity H2 | Proyecto Millicom Bolivia 3YPlan 2023 | PRI2 | Primavera 2 | In Services | -17.8245 | -63.1649 | Urbano | Santa Cruz de la Sierra | Santa Cruz de la Sierra | Santa Cruz | 23 | Poste Metálico | Enclosure 6150 | - | 0 | 3 | 0 | 0 | 2 | 2 | 0 | 0 | 7 |  | 1 BB 6630 WL | N/A | 0 | N/A | 0 | N/A | 3 R 2219 B5 | 3 | 1 BB 6630 WL | 1 | RBS 6630 | N/A | 0 | N/A | 0 | N/A | 2 R 4478 B12A | 2 | 0 BB 6630 WL | 0 | RBS 6630 | 2 R 4499 B2B25B66A | 2 | 0 BB 6630 WL | 0 | RBS 6630 | N/A | 0 | N/A | 0 | N/A | N/A | 0 | N/A | 0 | N/A | 7 |  |  |  | 2024 | WL |  |  | -Exp. LTE (DEF) ; | 0 | 0 | 1 | 0 | 0 | 0 |  | 1 | 7 |  | 0 | 0 | 1 | 0 | 0 | 0 | 0 | 1 | Exp. LTE (DEF) ; | ABCDE | F | 31 | 1 | 0 | Baseband 6631 | [13 empty] | INST : LTE AWS / |  | MIC BO 3YPlan 2023_1BB_1R_1A | 18 | 1xBaseband 6631, 1xRadio 4415 B66A, |  | 1xAntenna 4pH, | [25 empty] | 50 | 1 |  | 40 | [81 empty] | 1xBaseband 6631, 1xRadio 4415 B66A, 1xAntenna 4pH,
278 | RO H1 2021 New Sites | Lista CF | Proyecto Millicom Bolivia 3YPlan 2023 | V1MC | Villa 1ro De Mayo CBBA | In Services | -17.4625 | -66.2059 | Rural | Cochabamba | Cochabamba | Cochabamba | 40 | Selfsupported | Enclosure 6150 | - | 0 | 3 | 0 | 0 | 2 | 0 | 0 | 0 | 5 |  | 1 BB 6630 WL | N/A | 0 | N/A | 0 | N/A | 3 R 2219 B5 | 3 | 1 BB 6630 WL | 1 | RBS 6601 | N/A | 0 | N/A | 0 | N/A | 2 R 4478 B12A | 2 | 0 BB 6630 WL | 0 | RBS 6630 | 0 | 0 | 0 | 0 | 0 | 0 | 0 | 0 | 0 | 0 | N/A | 0 | N/A | 0 | N/A | 5 |  |  |  | 2024 | WL |  |  | -Exp. LTE (DE) ; | 0 | 0 | 2 | 0 | 0 | 0 |  | 2 | 5 |  | 0 | 0 | 2 | 0 | 0 | 0 | 0 | 2 | Exp. LTE (DE) ; | ABC | DE | 4 | 0 | 0 | [14 empty] | INST : LTE AWS / |  | MIC BO 3YPlan 2023_2R_2A | 20 | 2xRadio 4415 B66A, |  | 2xAntenna 4pH, | [25 empty] | 70 | 2 |  | 59 | [81 empty] | 2xRadio 4415 B66A, 2xAntenna 4pH,
279 | RO 2022 H1 New Sites | 0 | Proyecto Millicom Bolivia 3YPlan 2023 | VINS | Vinto Sur | In Services | -17.4213 | -66.2974 | Urbano | Vinto | Vinto | Cochabamba | 40 | Selfsupported | Enclosure 6150 | - | 0 | 3 | 0 | 0 | 2 | 0 | 0 | 0 | 5 |  | 1 BB 6630 WL | N/A | 0 | N/A | 0 | N/A | 3 R 2219 B5 | 3 | 1 BB 6630 WL | 1 | RBS 6630 | N/A | 0 | N/A | 0 | N/A | 2 R 4478 B12A | 2 | 0 BB 6630 WL | 0 | RBS 6630 | N/A | 0 | N/A | 0 | N/A | N/A | 0 | N/A | 0 | N/A | N/A | 0 | N/A | 0 | N/A | 5 |  |  |  | 2024 | WL |  |  | -Exp. LTE (DEF) ; | 0 | 0 | 3 | 0 | 0 | 0 |  | 3 | 5 |  | 0 | 0 | 3 | 0 | 0 | 0 | 0 | 3 | Exp. LTE (DEF) ; | ABC | DEF | 31 | 1 | 0 | Baseband 6631 | [13 empty] | INST : LTE AWS / |  | MIC BO 3YPlan 2023_1BB_3R_3A | 31 | 1xBaseband 6631, 3xRadio 4415 B66A, |  | 3xAntenna 4pH, | [25 empty] | 70 | 3 |  | 59 | [81 empty] | 1xBaseband 6631, 3xRadio 4415 B66A, 3xAntenna 4pH,
280 | RO 2021 - LTE Capacity H2/New Sites_H1_2021 | 0 | Proyecto Millicom Bolivia 3YPlan 2023 | AMCY | Amancayas | In Services | -17.37734 | -66.087376 | Urban | Cochabamba | Cercado (CBBA) | Cochabamba | 6 | Monopolo | Enclosure 6150 | 0 | 0 | 3 | 0 | 0 | 3 | 0 | 0 | 0 | 6 |  | 1 BB 6630 WL | N/A | 0 | N/A | 0 | N/A | 3 R 2219 B5 | 3 | 1 BB 6630 WL | 1 | RBS 6630 | N/A | 0 | N/A | 0 | N/A | 3 R 4478 B12A | 3 | 0 BB 5216 WL | 0 | RBS6601 | N/A | 0 | N/A | 0 | N/A | N/A | 0 | N/A | 0 | N/A | N/A | 0 | N/A | 0 | N/A | 6 |  |  |  | 2024 | WL |  |  | -Exp. LTE (EF) ; | 0 | 0 | 2 | 0 | 0 | 0 |  | 2 | 6 |  | 0 | 0 | 2 | 0 | 0 | 0 | 0 | 2 | Exp. LTE (EF) ; | ABC | EF | 7 | 1 | 0 | Baseband 6631 | [13 empty] | INST : LTE AWS / |  | MIC BO 3YPlan 2023_1BB_2R_2A | 28 | 1xBaseband 6631, 2xRadio 4415 B66A, |  | 2xAntenna 4pH, | [25 empty] | 30 | 2 |  | 21 | [81 empty] | 1xBaseband 6631, 2xRadio 4415 B66A, 2xAntenna 4pH,
281 | RO H1 2021 New Sites | 0 | Proyecto Millicom Bolivia 3YPlan 2023 | ALBR | Albarrancho | In Services | -17.4423 | -66.2231 | Rural | Cercado | Cercado | Cochabamba | 45 | Selfsupported | Enclosure 6150 | - | 0 | 3 | 0 | 0 | 3 | 0 | 0 | 0 | 6 |  | 1 BB 6630 WL | N/A | 0 | N/A | 0 | N/A | 3 R 2219 B5 | 3 | 1 BB 6630 WL | 1 | RBS 6630 | N/A | 0 | N/A | 0 | N/A | 2 R 4478 B12A | 3 | 0 BB 6630 WL | 0 | RBS 6630 | N/A | 0 | N/A | 0 | N/A | N/A | 0 | N/A | 0 | N/A | N/A | 0 | N/A | 0 | N/A | 6 |  |  |  | 2024 | WL |  |  | -Exp. LTE (E) ; | 0 | 0 | 1 | 0 | 0 | 0 |  | 1 | 6 |  | 0 | 0 | 1 | 0 | 0 | 0 | 0 | 1 | Exp. LTE (E) ; | ABC | E | 1 | 0 | 0 | [14 empty] | INST : LTE AWS / |  | MIC BO 3YPlan 2023_1R_1A | 9 | 1xRadio 4415 B66A, |  | 1xAntenna 4pH, | [25 empty] | 70 | 1 |  | 64 | [81 empty] | 1xRadio 4415 B66A, 1xAntenna 4pH,
282 | / LTE RO 2020 Capacity H1 - 1900Mhz | 0 | Proyecto Millicom Bolivia 3YPlan 2023 | POR | Portachuelo | In Services | -17.3521 | -63.3953 | Rural | Portachuelo | Sara | Santa Cruz | 70 | Selfsupported | PBC6200 | - | 3 | 3 | 0 | 0 | 3 | 3 | 3 | 0 | 15 |  | 1 DUG 20 01-1 DUW 31 01-1 DUS 31 01 | 3 RRUS 12 B5 | 3 | 1 DUG 20 01 | 1 | RBS 6601 | 3 RRUS 01 B5 | 3 | 1 DUW 31 01 | 1 | RBS 6601 | N/A | 0 | N/A | 0 | N/A | 3 RRUS 11 B12 | 3 | 1 DUS 31 01 | 1 | RBS 6601 | 3 RRUS 11 B4 | 3 | 0 DUS 31 01 | 0 | RBS 6601 | 3 R 2217B2 | 3 | 0 DUS 31 01 | 0 | RBS 6601 | 0 | 0 | 0 | 0 | 0 | 15 |  |  |  | 2024 | GWL |  |  | -Mod. 850 (1-2-3) ; AAS FDD (EH) ; Sectorizar (DFGI) | 3 | 0 | 0 | 2 | 0 | 1 |  | 6 | 15 |  | 0 | 0 | 0 | 0 | 0 | 2 | 0 | 2 | Mod. 850 (1-2-3) ; AAS FDD (EH) ; Sectorizar (DFGI) | ABCDEFGHI | (1-2-3) | 9 | 1 | 1 | Baseband 6631 | Baseband 6651 | [12 empty] | INST : Mod. 850 / Sectorize AWS&1900 / AAS FDD AWS&1900 / |  | MIC BO 3YPlan 2023_2BB_6R_2A | 18 | 1xBaseband 6631, 1xBaseband 6651, 3xRadio 2219 B5, 2xRadio 4499 44B2/25 44B66A, 1xRadio AAS B25/B66, |  | 2xTwin Beam Antenna, | [25 empty] | 100 | 6 |  | 92 | [81 empty] | 1xBaseband 6631, 1xBaseband 6651, 3xRadio 2219 B5, 2xRadio 4499 44B2/25 44B66A, 1xRadio AAS B25/B66, 2xTwin Beam Antenna,
283 | / LTE RO 2020 Capacity H2 - 1900Mhz | 0 | Proyecto Millicom Bolivia 3YPlan 2023 | AGU | Ascension de Guarayos | In Services | -15.8983 | -63.1864 | Rural | Ascención de Guarayos | Guarayos | Santa Cruz | 40 | Selfsupported | PBC6200 | - | 3 | 3 | 0 | 0 | 3 | 3 | 3 | 0 | 15 |  | 1 DUG 20 01-1 DUW 31 01-1 BB 6630 L | 3 RRUS 12 B5 G | 3 | 1 DUG 20 01 | 1 | RBS6601 Share | 3 RRUS 01 B5 W | 3 | 1 DUW 31 01 | 1 | RBS6601 Share | N/A | 0 | N/A | 0 | N/A | 3 RRUS 11 B12 | 3 | 1 BB 6630 L | 1 | RBS 6630 | 1 RRUS 11 B4 ; 2 R 4415B66A | 3 | 0 BB 6630 L | 0 | RBS 6630 | 3 R 4415 B2/B25 | 3 | 0 BB 6630 L | 0 | RBS 6630 | 0 | 0 | 0 | 0 | 0 | 15 |  |  |  | 2024 | GWL |  |  | -Mod. 850 (1-2-3) ; Sectorizar (DFGI) | 3 | 0 | 1 | 0 | 0 | 0 |  | 4 | 15 |  | 0 | 0 | 0 | 0 | 0 | 2 | 0 | 2 | Mod. 850 (1-2-3) ; Sectorizar (DFGI) | ABCDEFGHI | (1-2-3) | 2 | 0 | 0 | [14 empty] | INST : Mod. 850 / Sectorize AWS&1900 / |  | MIC BO 3YPlan 2023_4R_2A | 6 | 3xRadio 2219 B5, 1xRadio 4415 B66A, |  | 2xTwin Beam Antenna, | [25 empty] | 70 | 4 |  | 59 | [81 empty] | 3xRadio 2219 B5, 1xRadio 4415 B66A, 2xTwin Beam Antenna,
284 | RO 2021 - LTE Capacity H2/ / LTE RO 2020 Capacity H1 - AWS/High Load Cells_Only F1 | 0 | Proyecto Millicom Bolivia 3YPlan 2023 | PGO | PentaguazuOeste | In Services | -17.6029 | -63.1741 | Urban | Warnes | Warnes | Santa Cruz | 40 | Selfsupported | Enclosure 6150 | - | 0 | 3 | 0 | 0 | 3 | 3 | 3 | 0 | 12 |  | 1 BB 5216 W-1 BB 6630 L | N/A | 0 | N/A | 0 | N/A | 3 RRUS01B5 W | 3 | 1 BB 5216 W | 1 | RBS 6601 | N/A | 0 | N/A | 0 | N/A | 3 RRUS 11 B12 | 3 | 0 BB 6630 L | 0 | RBS6630 | 3 R4415B66A L | 3 | 1 BB 6630 L | 1 | RBS6630 | 3 R 4415 B2/B25 | 3 | 0 BB 6630 L | 0 | RBS6630 | 0 | 0 | 0 | 0 | 0 | 12 |  |  |  | 2024 | WL |  |  | -Mod. 850 (1-2-3) ; AAS FDD (DEGH) ; | 3 | 0 | 0 | 0 | 0 | 2 |  | 5 | 12 |  | 0 | 0 | 0 | 0 | 0 | 0 | 0 | 0 | Mod. 850 (1-2-3) ; AAS FDD (DEGH) ; | ABCDEFGHI | (1-2-3) | 3 | 0 | 2 |  | Baseband 6651 | [12 empty] | INST : Mod. 850 / AAS FDD AWS&1900 / |  | MIC BO 3YPlan 2023_2BB_5R | 2 | 2xBaseband 6651, 3xRadio 2219 B5, 2xRadio AAS B25/B66, | [27 empty] | 70 | 5 |  | 59 | [81 empty] | 2xBaseband 6651, 3xRadio 2219 B5, 2xRadio AAS B25/B66,
285 | 0 | 0 | Proyecto Millicom Bolivia 3YPlan 2023 | CEN | Centenario | In Services | -17.7785 | -63.2059 | Urban | Santa Cruz de la Sierra | Andres Ibanez | Santa Cruz | 60 | Selfsupported | Enclosure 6150 | - | 3 | 3 | 0 | 0 | 3 | 3 | 2 | 0 | 14 |  | 1 DUG 20 01-1 DUW 31 01-1 BB 6630 (L) | 3 RRUS 12 B5 G | 3 | 1 DUG 20 01 | 1 | RBS 6601_SHARE | 3 RRUS 01 B5 W | 3 | 1 DUW 31 01 | 1 | RBS 6601 | N/A | 0 | N/A | 0 | N/A | 3 RRUS 11 B12 | 3 | 1 BB 6630 (L) | 1 | RBS 6630 | 2 RRUS 32 B4 ; 1 RRUS 11 B4 | 3 | 0 BB 6630 (L) | 0 | RBS 6630 | 2 R 4415 B2/B25 | 2 | 0 BB 6630 (L) | 0 | RBS 6630 | 0 | 0 | 0 | 0 | 0 | 14 |  |  |  | 2024 | GWL |  |  | -Mod. 850 (1-2-3) ; AAS FDD (DFGI) ; Sectorizar (EH) | 3 | 0 | 0 | 0 | 0 | 2 |  | 5 | 14 |  | 0 | 0 | 0 | 0 | 0 | 1 | 0 | 1 | Mod. 850 (1-2-3) ; AAS FDD (DFGI) ; Sectorizar (EH) | ABCDEFHI | G(1-2-3) | 16 | 0 | 2 |  | Baseband 6651 | [12 empty] | INST : Mod. 850 / Sectorize AWS&1900 / AAS FDD AWS&1900 / |  | MIC BO 3YPlan 2023_2BB_5R_1A | 16 | 2xBaseband 6651, 3xRadio 2219 B5, 2xRadio AAS B25/B66, |  | 1xTwin Beam Antenna, | [25 empty] | 100 | 5 |  | 81 | [81 empty] | 2xBaseband 6651, 3xRadio 2219 B5, 2xRadio AAS B25/B66, 1xTwin Beam Antenna,
286 | / LTE RO 2020 Capacity H2 - 1900Mhz | 0 | Proyecto Millicom Bolivia 3YPlan 2023 | BRI | Brigida | In Services | -17.7548 | -63.1941 | Urban | Santa Cruz de la Sierra | Andres Ibanez | Santa Cruz | 70 | Selfsupported | PBC6200 | - | 3 | 3 | 0 | 0 | 3 | 3 | 1 | 0 | 13 |  | 1 DUG 20 01-1 BB 6630 WL | 3 RRUS 12 B5 G | 3 | 1 DUG 20 01 | 1 | RBS 6601 | 3 RRU 01 B5 W | 3 | 1 BB 6630 WL | 1 | RBS6601 | N/A | 0 | N/A | 0 | N/A | 3 RRUS 11 B12 | 3 | 0 BB 6630 WL | 0 | RBS6601 | 1 RRUS 11 B4 ; 1 RRUS 32 B4 ; 1 R 4415 B66A | 3 | 0 BB 6630 WL | 0 | RBS6601 | 1 R 4415 B2/B25 | 1 | 0 BB 6630 WL | 0 | RBS6601 | 0 | 0 | 0 | 0 | 0 | 13 |  |  |  | 2024 | GWL |  |  | -Mod. 850 (1-2-3) ; AAS FDD (DEFGHI) ; | 3 | 0 | 0 | 0 | 0 | 3 |  | 6 | 13 |  | 0 | 0 | 0 | 0 | 0 | 0 | 0 | 0 | Mod. 850 (1-2-3) ; AAS FDD (DEFGHI) ; | ABCDEFGI | H(1-2-3) | 26 | 0 | 2 |  | Baseband 6651 | [12 empty] | INST : Mod. 850 / AAS FDD AWS&1900 / |  | MIC BO 3YPlan 2023_2BB_6R | 11 | 2xBaseband 6651, 3xRadio 2219 B5, 3xRadio AAS B25/B66, | [27 empty] | 100 | 6 |  | 92 | [81 empty] | 2xBaseband 6651, 3xRadio 2219 B5, 3xRadio AAS B25/B66,
287 | RO 2021 - LTE Capacity H2/ / LTE RO 2020 Capacity H2 - 1900Mhz/High Load Cells_Only F1 | 0 | Proyecto Millicom Bolivia 3YPlan 2023 | CZE | Caiza Estación | In Services | -21.7987 | -63.5612 | Rural | Yacuiba | Gran Chaco | Tarija | 60 | Selfsupported | RBS6101 | - | 0 | 0 | 3 | 0 | 3 | 2 | 2 | 0 | 10 |  | 1 DUG 20 01-1 DUW 31 01-1 BB 6630 L | 3 RRU 01 B5 | 3 | 1 DUG 20 01 | 1 | RBS 6601_SHARE | 0 RRU 01 B5 | 0 | 1 DUW 31 01 | 1 | RBS6601 | N/A | 0 | N/A | 0 | N/A | 3 RRUS 11 B12 | 3 | 0 BB 6630 L | 0 | RBS 6630 | 1 Radio 4415B66A | 2 | 1 BB 6630 L | 1 | RBS 6630 | 2 R 4415 B2/B25 | 2 | 0 BB 6630 L | 0 | RBS 6630 | 0 | 0 | 0 | 0 | 0 | 10 |  |  |  | 2024 | GWL |  |  | -Mod. 850 (1-3) ; Exp. LTE (E) ; AAS FDD (DG) ; Sectorizar (FI) | 2 | 1 | 1 | 0 | 0 | 1 |  | 5 | 10 |  | 0 | 0 | 1 | 0 | 0 | 1 | 0 | 2 | Mod. 850 (1-3) ; Exp. LTE (E) ; AAS FDD (DG) ; Sectorizar (FI) | ABCDFGH | IE(1-3) | 1 | 0 | 1 |  | Baseband 6651 | [12 empty] | INST : Mod. 850 / LTE AWS / Sectorize AWS&1900 / AAS FDD AWS&1900 / |  | MIC BO 3YPlan 2023_1BB_5R_2A | 17 | 1xBaseband 6651, 2xRadio 2219 B5, 1xRadio 4415 B2/25, 1xRadio 4415 B66A, 1xRadio AAS B25/B66, |  | 1xAntenna 4pH, 1xTwin Beam Antenna, | [25 empty] | 100 | 5 |  | 81 | [81 empty] | 1xBaseband 6651, 2xRadio 2219 B5, 1xRadio 4415 B2/25, 1xRadio 4415 B66A, 1xRadio AAS B25/B66, 1xAntenna 4pH, 1xTwin Beam Antenna,
288 | / LTE RO 2020 Capacity H2 - 1900Mhz | 0 | Proyecto Millicom Bolivia 3YPlan 2023 | CCP | Club Caza Y Pesca | In Services | -17.6119 | -63.1263 | Urban | Warnes | Warnes | Santa Cruz | 40 | Selfsupported | RBS6101 | - | 0 | 0 | 3 | 3 | 3 | 3 | 0 | 0 | 12 |  | 1 DUG 20 01-1 DUW 31 01-1 DUW 41 01-1 DUS 31 01 | 3 RRUS 01 B5 GW | 3 | 1 DUG 20 01 | 1 | RBS 6101 | 0 RRU 01 B5 GW | 0 | 1 DUW 31 01 | 1 | RBS 6101 | 3 RRUS 01 B2 W | 3 | 1 DUW 41 01 | 1 | RBS 6101 | 3 RRUS 11 B12 | 3 | 1 DUS 31 01 | 1 | RBS 6101 | 3 RRUS 32 B4 | 3 | 0 DUS 31 01 | 0 | RBS 6101 | N/A | 0 | N/A | 0 | N/A | 0 | 0 | 0 | 0 | 0 | 12 |  |  |  | 2024 | GWL |  |  | -Mod. 850 (1-3) ; AAS FDD (DFGI) ; | 2 | 0 | 0 | 0 | 0 | 2 |  | 4 | 12 |  | 0 | 0 | 0 | 0 | 0 | 0 | 0 | 0 | Mod. 850 (1-3) ; AAS FDD (DFGI) ; | ABCDEFGHI | (1-3) | 3 | 1 | 2 | Baseband 6631 | Baseband 6651 | [12 empty] | INST : Mod. 850 / AAS FDD AWS&1900 / |  | MIC BO 3YPlan 2023_3BB_4R | 3 | 1xBaseband 6631, 2xBaseband 6651, 2xRadio 2219 B5, 2xRadio AAS B25/B66, | [27 empty] | 70 | 4 |  | 59 | [81 empty] | 1xBaseband 6631, 2xBaseband 6651, 2xRadio 2219 B5, 2xRadio AAS B25/B66,
289 | / LTE RO 2020 Capacity H2 - 1900Mhz | 0 | Proyecto Millicom Bolivia 3YPlan 2023 | ENC | La Enconada | In Services | -17.7343 | -62.9341 | Rural | Cotoca | Andres Ibanez | Santa Cruz | 40 | Selfsupported | RBS6101 | - | 3 | 3 | 0 | 0 | 3 | 2 | 0 | 0 | 11 |  | 1 DUG 20 01-1 DUW4101-1 DUS 31 02 | 3 RRUS 12 B5 G | 3 | 1 DUG 20 01 | 1 | RBS 6101 | 3 RRUS01B5 W | 3 | 1 DUW4101 | 1 | RBS 6101 | N/A | 0 | N/A | 0 | N/A | 3 RRUS 11 B12 | 3 | 1 DUS 31 02 | 1 | RBS 6101 | 2 R4415B66A L | 2 | 0 DUS 31 02 | 0 | RBS 6101 | N/A | 0 | N/A | 0 | N/A | 0 | 0 | 0 | 0 | 0 | 11 |  |  |  | 2024 | GWL |  |  | -Mod. 850 (1-2-3) ; AAS FDD (DFGI) ; Sectorizar (EH) | 3 | 1 | 0 | 0 | 0 | 2 |  | 6 | 11 |  | 0 | 0 | 0 | 0 | 0 | 1 | 0 | 1 | Mod. 850 (1-2-3) ; AAS FDD (DFGI) ; Sectorizar (EH) | ABCDEFGI | H(1-2-3) | 16 | 1 | 2 | Baseband 6631 | Baseband 6651 | [12 empty] | INST : Mod. 850 / Sectorize AWS&1900 / AAS FDD AWS&1900 / |  | MIC BO 3YPlan 2023_3BB_6R_1A | 20 | 1xBaseband 6631, 2xBaseband 6651, 3xRadio 2219 B5, 1xRadio 4415 B2/25, 2xRadio AAS B25/B66, |  | 1xTwin Beam Antenna, | [25 empty] | 70 | 6 |  | 59 | [81 empty] | 1xBaseband 6631, 2xBaseband 6651, 3xRadio 2219 B5, 1xRadio 4415 B2/25, 2xRadio AAS B25/B66, 1xTwin Beam Antenna,
290 | / LTE RO 2020 Capacity H1 - 1900Mhz | 0 | Proyecto Millicom Bolivia 3YPlan 2023 | HMC | Hamacas | In Services | -17.7541 | -63.1669 | Urban | Santa Cruz de la Sierra | Andres Ibanez | Santa Cruz | 50 | Selfsupported | PBC6200 | - | 3 | 3 | 0 | 0 | 3 | 3 | 3 | 0 | 15 |  | 1 DUG 20 01-1 DUW 31 01-1 DUS 31 02 | 3 RRU 12 B5 | 3 | 1 DUG 20 01 | 1 | RBS 6601_SHARE | 3 RRU 01 B5 | 3 | 1 DUW 31 01 | 1 | RBS 6601 | N/A | 0 | N/A | 0 | N/A | 3 RRUS 11 B12 | 3 | 1 DUS 31 02 | 1 | RBS6601_SHARE | 3 RRU 11 B4 | 3 | 0 DUS 31 02 | 0 | RBS6601_SHARE | 3 R 2217B2 | 3 | 0 DUS 31 02 | 0 | RBS6601_SHARE | 0 | 0 | 0 | 0 | 0 | 15 |  |  |  | 2024 | GWL |  |  | -Mod. 850 (1-2-3) ; AAS FDD (DG) ; Sectorizar (EFHI) | 3 | 0 | 0 | 2 | 0 | 1 |  | 6 | 15 |  | 0 | 0 | 0 | 0 | 0 | 2 | 0 | 2 | Mod. 850 (1-2-3) ; AAS FDD (DG) ; Sectorizar (EFHI) | ABCDEFGHI | (1-2-3) | 9 | 1 | 1 | Baseband 6631 | Baseband 6651 | [12 empty] | INST : Mod. 850 / Sectorize AWS&1900 / AAS FDD AWS&1900 / |  | MIC BO 3YPlan 2023_2BB_6R_2A | 18 | 1xBaseband 6631, 1xBaseband 6651, 3xRadio 2219 B5, 2xRadio 4499 44B2/25 44B66A, 1xRadio AAS B25/B66, |  | 2xTwin Beam Antenna, | [25 empty] | 100 | 6 |  | 70 | [81 empty] | 1xBaseband 6631, 1xBaseband 6651, 3xRadio 2219 B5, 2xRadio 4499 44B2/25 44B66A, 1xRadio AAS B25/B66, 2xTwin Beam Antenna,
291 | / LTE RO 2020 Capacity H1 - 1900Mhz | 0 | Proyecto Millicom Bolivia 3YPlan 2023 | CON | Concepción | In Services | -16.1339 | -62.0262 | Rural | Concepcion | Nuflo de Chavez | Santa Cruz | 72 | Guyed | PBC6200 | - | 3 | 3 | 0 | 0 | 3 | 3 | 3 | 0 | 15 |  | 1 BB 5216 GW-1 BB 5212 L | 3 RRUS 12 B5 | 3 | 1 BB 5216 GW | 1 | RBS6601 Share | 3 RRU 01 B5 | 3 | 0 BB 5216 GW | 0 | RBS6601_SHARE | N/A | 0 | N/A | 0 | N/A | 3 RRUS 11 B12 | 3 | 1 BB 5212 L | 1 | RBS6601_SHARE | 1 RRUS 11 B4 2 Radio 4415 B66A | 3 | 0 BB 5212 L | 0 | RBS6601_SHARE | 3 R 2217B2 | 3 | 0 BB 5212 L | 0 | RBS6601 | 0 | 0 | 0 | 0 | 0 | 15 |  |  |  | 2024 | GWL |  |  | -Mod. 850 (1-2) ; MIMO4 LTE (F) ; Sectorizar (DEGH) | 2 | 1 | 0 | 1 | 0 | 0 |  | 4 | 15 |  | 0 | 0 | 0 | 0 | 0 | 2 | 0 | 2 | Mod. 850 (1-2) ; MIMO4 LTE (F) ; Sectorizar (DEGH) | ABCDEFGHI | (1-2) | 2 | 1 | 0 | Baseband 6631 | [13 empty] | INST : Mod. 850 / Sectorize AWS&1900 / |  | MIC BO 3YPlan 2023_1BB_4R_2A | 11 | 1xBaseband 6631, 2xRadio 2219 B5, 1xRadio 4415 B2/25, 1xRadio 4499 44B2/25 44B66A, |  | 2xTwin Beam Antenna, | [25 empty] | 100 | 4 |  | 95 | [81 empty] | 1xBaseband 6631, 2xRadio 2219 B5, 1xRadio 4415 B2/25, 1xRadio 4499 44B2/25 44B66A, 2xTwin Beam Antenna,
292 | RO 2021 - LTE Capacity H1_119 Sitios / | 0 | Proyecto Millicom Bolivia 3YPlan 2023 | JFZ | Jhonny Fernandez | In Services | -17.8164 | -63.1101 | Urban | Santa Cruz de la Sierra | Andres Ibanez | Santa Cruz | 40 | Selfsupported | PBC6200 | - | 3 | 3 | 0 | 0 | 3 | 3 | 2 | 0 | 14 |  | 1 BB 6630 GL-1 DUW 31 01 | 3 RRUS 12 B5 G | 3 | 1 BB 6630 GL | 1 | RBS 6601_SHARE | 3 RRUS 01 B5 W | 3 | 1 DUW 31 01 | 1 | RBS6601_SHARE | N/A | 0 | N/A | 0 | N/A | 3 RRUS 11 B12 | 3 | 0 BB 6630 GL | 0 | RBS6601_SHARE | 3 RRU 11 B4 | 3 | 0 BB 6630 GL | 0 | RBS6601_SHARE | 2 R 4415 B2/B25 | 2 | 0 BB 6630 GL | 0 | RBS 6630 | 0 | 0 | 0 | 0 | 0 | 14 |  |  |  | 2024 | GWL |  |  | -Mod. 850 (1-2-3) ; Exp. LTE (G) ; MIMO4 LTE (D) ; AAS FDD (EFHI) ; | 3 | 0 | 0 | 1 | 0 | 2 |  | 6 | 14 |  | 0 | 0 | 1 | 0 | 0 | 0 | 0 | 1 | Mod. 850 (1-2-3) ; Exp. LTE (G) ; MIMO4 LTE (D) ; AAS FDD (EFHI) ; | ABCDEFHI | G(1-2-3) | 2 | 0 | 2 |  | Baseband 6651 | [12 empty] | INST : Mod. 850 / LTE 1900 / AAS FDD AWS&1900 / |  | MIC BO 3YPlan 2023_2BB_6R_1A | 19 | 2xBaseband 6651, 3xRadio 2219 B5, 1xRadio 4499 44B2/25 44B66A, 2xRadio AAS B25/B66, |  | 1xAntenna 4pH, | [25 empty] | 70 | 6 |  | 59 | [81 empty] | 2xBaseband 6651, 3xRadio 2219 B5, 1xRadio 4499 44B2/25 44B66A, 2xRadio AAS B25/B66, 1xAntenna 4pH,
293 | / LTE RO 2020 Capacity H1 - AWS / LTE RO 2020 Capacity H2 - 1900Mhz | 0 | Proyecto Millicom Bolivia 3YPlan 2023 | ESG | Estadio San Ignacio | In Services | -16.3791 | -60.971 | Rural | San Ignacio de Velasco | Velasco | Santa Cruz | 40 | Selfsupported | RBS6101 | - | 0 | 0 | 3 | 0 | 3 | 3 | 3 | 0 | 12 |  | 1 BB 6630 GWL | 3 RRUS 01 B5 GW | 3 | 1 BB 6630 GWL | 1 | RBS 6630 | 0 RRUS 01 B5 GW | 0 | 0 BB 6630 GWL | 0 | RBS 6630 | N/A | 0 | N/A | 0 | N/A | 3 RRUS 11 B12 | 3 | 0 BB 6630 GWL | 0 | RBS 6630 | 1 R 4415 B66A ; 2 RRUS 32 B4 | 3 | 0 BB 6630 GWL | 0 | RBS 6630 | 3 R 4415 B2/B25 | 3 | 0 BB 6630 GWL | 0 | RBS 6630 | 0 | 0 | 0 | 0 | 0 | 12 |  |  |  | 2024 | GWL |  |  | -Mod. 850 (1-2-3) ; AAS FDD (DEFGHI) ; | 3 | 0 | 0 | 0 | 0 | 3 |  | 6 | 12 |  | 0 | 0 | 0 | 0 | 0 | 0 | 0 | 0 | Mod. 850 (1-2-3) ; AAS FDD (DEFGHI) ; | ABCDEFGHI | (1-2-3) | 26 | 0 | 2 |  | Baseband 6651 | [12 empty] | INST : Mod. 850 / AAS FDD AWS&1900 / |  | MIC BO 3YPlan 2023_2BB_6R | 11 | 2xBaseband 6651, 3xRadio 2219 B5, 3xRadio AAS B25/B66, | [27 empty] | 70 | 6 |  | 59 | [81 empty] | 2xBaseband 6651, 3xRadio 2219 B5, 3xRadio AAS B25/B66,
294 | Swap Oruro & Potosí 2021 | 0 | Proyecto Millicom Bolivia 3YPlan 2023 | HJ2 | Huajara II | In Services | -17.937 | -67.0936 | 0 | - | - | Oruro | 40 | Selfsupported | Enclosure 6150 | 0 | 0 | 0 | 3 | 0 | 2 | 1 | 0 | 2 | 8 |  | 1 BB 6630 GW-1 BB 6630 L | 3 R 2219 B5 | 3 | 1 BB 6630 GW | 1 | RBS 6630 | 0 2219 B5 | 0 | 0 BB 6630 GW | 2 | RBS 6630 | N/A | 0 | N/A | 2 | N/A | 2 R 4449 B5 B12A | 2 | 1 BB 6630 L | 1 | RBS 6630 | 1 R 4499 B2B25B66A | 1 | 0 BB 6630 L | 0 | N/A | N/A | 0 | N/A | 0 | N/A | 2 R 4499 B2B25B66A | 2 | 0 BB 6630 L | 0 | RBS 6630 | 8 |  |  |  | 2024 | GWL |  |  | -Mod. 850 (1-2-3) ; AAS FDD (DG) ; Sectorizar (EFHI) | 0 | 0 | 0 | 0 | 0 | 1 |  | 1 | 8 |  | 0 | 0 | 0 | 0 | 0 | 2 | 0 | 2 | Mod. 850 (1-2-3) ; AAS FDD (DG) ; Sectorizar (EFHI) | ABCDEFGH | I(1-2-3) | 9 | 0 | 1 |  | Baseband 6651 | [12 empty] | INST : Mod. 850 / Sectorize AWS&1900 / AAS FDD AWS&1900 / |  | MIC BO 3YPlan 2023_1BB_1R_2A | 6 | 1xBaseband 6651, 1xRadio AAS B25/B66, |  | 2xTwin Beam Antenna, | [25 empty] | 70 | 1 |  | 59 | [81 empty] | 1xBaseband 6651, 1xRadio AAS B25/B66, 2xTwin Beam Antenna,
295 | / LTE RO 2020 Capacity H2 - 1900Mhz | 0 | Proyecto Millicom Bolivia 3YPlan 2023 | UCT | Urb. Cotoca | In Services | -17.7573 | -63.0938 | Urban | Santa Cruz de la Sierra | Andres Ibanez | Santa Cruz | 40 | Selfsupported | RBS6101 | RBS6101 | 3 | 3 | 0 | 3 | 3 | 3 | 0 | 0 | 15 |  | 1 DUG 20 01-1 DUW3101-1 DUW 31 01-1 DUS 31 01 | 3 RRUS 01 B5 G | 3 | 1 DUG 20 01 | 1 | RBS 6101 | 3 RRU 01 B5 W | 3 | 1 DUW3101 | 1 | RBS 6101 | 3 RRUS 01 B2 W | 3 | 1 DUW 31 01 | 1 | RBS 6101 | 3 RRUS 11 B12 | 3 | 1 DUS 31 01 | 1 | RBS6101 | 3 RRU 11 B4 | 3 | 0 DUS 31 02 | 0 | RBS6101 | N/A | 0 | N/A | 0 | N/A | 0 | 0 | 0 | 0 | 0 | 15 |  |  |  | 2024 | GWL |  |  | -Mod. 850 (1-2-3) ; AAS FDD (FI) ; Sectorizar (DEGH) | 3 | 0 | 2 | 0 | 0 | 1 |  | 6 | 15 |  | 0 | 0 | 0 | 0 | 0 | 2 | 0 | 2 | Mod. 850 (1-2-3) ; AAS FDD (FI) ; Sectorizar (DEGH) | ABCDEFGHI | (1-2-3) | 6 | 1 | 1 | Baseband 6631 | Baseband 6651 | [12 empty] | INST : Mod. 850 / Sectorize AWS&1900 / AAS FDD AWS&1900 / |  | MIC BO 3YPlan 2023_2BB_6R_2A | 18 | 1xBaseband 6631, 1xBaseband 6651, 3xRadio 2219 B5, 2xRadio 4415 B66A, 1xRadio AAS B25/B66, |  | 2xTwin Beam Antenna, | [25 empty] | 70 | 6 |  | 59 | [81 empty] | 1xBaseband 6631, 1xBaseband 6651, 3xRadio 2219 B5, 2xRadio 4415 B66A, 1xRadio AAS B25/B66, 2xTwin Beam Antenna,
296 | RO 2021 - LTE Capacity H1_119 Sitios / | 0 | Proyecto Millicom Bolivia 3YPlan 2023 | ASG | Guarayos | In Services | -15.8843 | -63.1906 | Rural | Ascención de Guarayos | Guarayos | Santa Cruz | 70 | Selfsupported | RBS6101 | - | 0 | 0 | 3 | 0 | 3 | 3 | 2 | 0 | 11 |  | 1 DUG 20 01-1 DUW 31 01-1 BB 6630 L | 3 RRUS 01 B5 GW | 3 | 1 DUG 20 01 | 1 | RBS 6601_SHARE | 0 RRUS 01 B5 GW | 0 | 1 DUW 31 01 | 1 | RBS 6601 | N/A | 0 | N/A | 0 | N/A | 3 RRUS 11 B12 | 3 | 1 BB 6630 L | 1 | RBS 6630 | 1 RRUS 32 B4 ; 2 R 4415 B66A | 3 | 0 BB 6630 L | 0 | RBS 6630 | 2 R 4415 B2/B25 | 2 | 0 BB 6630 L | 0 | RBS 6630 | 0 | 0 | 0 | 0 | 0 | 11 |  |  |  | 2024 | GWL |  |  | -Mod. 850 (1-2) ; Exp. LTE (I) ; Sectorizar (EH) | 2 | 1 | 0 | 0 | 0 | 0 |  | 3 | 11 |  | 0 | 0 | 1 | 0 | 0 | 1 | 0 | 2 | Mod. 850 (1-2) ; Exp. LTE (I) ; Sectorizar (EH) | ABCDEFGH | I(1-2) | 1 | 0 | 0 | [14 empty] | INST : Mod. 850 / LTE 1900 / Sectorize AWS&1900 / |  | MIC BO 3YPlan 2023_3R_2A | 5 | 2xRadio 2219 B5, 1xRadio 4415 B2/25, |  | 1xAntenna 4pH, 1xTwin Beam Antenna, | [25 empty] | 100 | 3 |  | 92 | [81 empty] | 2xRadio 2219 B5, 1xRadio 4415 B2/25, 1xAntenna 4pH, 1xTwin Beam Antenna,
297 | RO 2021 - LTE Capacity H2/0 | 0 | Proyecto Millicom Bolivia 3YPlan 2023 | PEN | Penocos | In Services | -17.8052 | -63.1506 | Urban | Santa Cruz de la Sierra | Andres Ibanez | Santa Cruz | 60 | Selfsupported | PBC6200 | - | 3 | 3 | 0 | 0 | 3 | 3 | 3 | 0 | 15 |  | 1 DUG 20 01-1 DUW 31 01-1 BB 6630 L | 3 RRUS 12 B5 | 3 | 1 DUG 20 01 | 1 | RBS6601_SHARE | 3 RRUS 01 B5 | 3 | 1 DUW 31 01 | 1 | RBS6601 | N/A | 0 | N/A | 0 | N/A | 3 RRUS 11 B12 | 3 | 0 BB 6630 L | 0 | RBS 6630 | 3 RRUS 11 B4 | 3 | 1 BB 6630 L | 1 | RBS 6630 | 3 R 4415 B2/B25 | 3 | 0 BB 6630 L | 0 | RBS 6630 | 0 | 0 | 0 | 0 | 0 | 15 |  |  |  | 2024 | GWL |  |  | -Mod. 850 (1-2-3) ; AAS FDD (EFHI) ; Sectorizar (DG) | 3 | 0 | 1 | 0 | 0 | 2 |  | 6 | 15 |  | 0 | 0 | 0 | 0 | 0 | 1 | 0 | 1 | Mod. 850 (1-2-3) ; AAS FDD (EFHI) ; Sectorizar (DG) | ABCDEFGHI | (1-2-3) | 10 | 0 | 2 |  | Baseband 6651 | [12 empty] | INST : Mod. 850 / Sectorize AWS&1900 / AAS FDD AWS&1900 / |  | MIC BO 3YPlan 2023_2BB_6R_1A | 19 | 2xBaseband 6651, 3xRadio 2219 B5, 1xRadio 4415 B66A, 2xRadio AAS B25/B66, |  | 1xTwin Beam Antenna, | [25 empty] | 100 | 6 |  | 81 | [81 empty] | 2xBaseband 6651, 3xRadio 2219 B5, 1xRadio 4415 B66A, 2xRadio AAS B25/B66, 1xTwin Beam Antenna,
298 | / LTE RO 2020 Capacity H2 - 1900Mhz/High Load Cells_Only F1 | 0 | Proyecto Millicom Bolivia 3YPlan 2023 | SMR | Samaria | In Services | -17.8475 | -63.0775 | Urban | Santa Cruz de la Sierra | Andres Ibanez | Santa Cruz | 60 | Selfsupported | PBC6200 | - | 3 | 3 | 0 | 0 | 3 | 3 | 2 | 0 | 14 |  | 1 BB 6630 GL-1 DUW 31 01 | 3 RRUS 12 B5 G | 3 | 1 BB 6630 GL | 1 | RBS 6630 | 3 RRUS 01 B5 W | 3 | 1 DUW 31 01 | 1 | RBS 6601 | N/A | 0 | N/A | 0 | N/A | 3 RRUS 11 B12 | 3 | 0 BB 6630 GL | 0 | RBS 6630 | 3 RRU 11 B4 | 3 | 0 BB 6630 GL | 0 | RBS 6630 | 2 R 4415 B2/B25 | 2 | 0 BB 6630 GL | 0 | RBS 6630 | 0 | 0 | 0 | 0 | 0 | 14 |  |  |  | 2024 | GWL |  |  | -Mod. 850 (1-2-3) ; AAS FDD (DEGH) ; Sectorizar (FI) | 3 | 0 | 0 | 1 | 0 | 2 |  | 6 | 14 |  | 0 | 0 | 0 | 0 | 0 | 1 | 0 | 1 | Mod. 850 (1-2-3) ; AAS FDD (DEGH) ; Sectorizar (FI) | ABCDEFGH | I(1-2-3) | 8 | 0 | 2 |  | Baseband 6651 | [12 empty] | INST : Mod. 850 / Sectorize AWS&1900 / AAS FDD AWS&1900 / |  | MIC BO 3YPlan 2023_2BB_6R_1A | 19 | 2xBaseband 6651, 3xRadio 2219 B5, 1xRadio 4499 44B2/25 44B66A, 2xRadio AAS B25/B66, |  | 1xTwin Beam Antenna, | [25 empty] | 100 | 6 |  | 81 | [81 empty] | 2xBaseband 6651, 3xRadio 2219 B5, 1xRadio 4499 44B2/25 44B66A, 2xRadio AAS B25/B66, 1xTwin Beam Antenna,
299 | / LTE RO 2020 Capacity H1 - 1900Mhz | 0 | Proyecto Millicom Bolivia 3YPlan 2023 | PLO | Pailon | In Services | -17.6635 | -62.7213 | Rural | Pailon | Chiquitos | Santa Cruz | 60 | Guyed | PBC6200 | - | 3 | 3 | 0 | 0 | 1 | 3 | 3 | 0 | 13 |  | 1 DUG 20 01-1 DUW 3101-1 DUS 31 01 | 3 RRUS 12B5 | 3 | 1 DUG 20 01 | 1 | RBS 6601_SHARE | 3 RRUS 01B5 W | 3 | 1 DUW 3101 | 1 | RBS 6601 | N/A | 0 | N/A | 0 | N/A | 1 RRUS 11 B12 | 1 | 1 DUS 31 01 | 1 | RBS6601_SHARE | 3 RRUS 11 B4 | 3 | 0 DUS 31 01 | 0 | RBS6601_SHARE | 3 R 2217B2 | 3 | 0 DUS 31 01 | 0 | RBS6601_SHARE | 0 | 0 | 0 | 0 | 0 | 13 |  |  |  | 2024 | GWL |  |  | -Mod. 850 (1-2-3) ; MIMO4 LTE (DEGH) ; AAS FDD (FI) ; | 3 | 0 | 0 | 2 | 0 | 1 |  | 6 | 13 |  | 0 | 0 | 2 | 0 | 0 | 0 | 0 | 2 | Mod. 850 (1-2-3) ; MIMO4 LTE (DEGH) ; AAS FDD (FI) ; | ADEFGHI | (1-2-3) | 1 | 1 | 1 | Baseband 6631 | Baseband 6651 | [12 empty] | INST : Mod. 850 / AAS FDD AWS&1900 / |  | MIC BO 3YPlan 2023_2BB_6R_2A | 18 | 1xBaseband 6631, 1xBaseband 6651, 3xRadio 2219 B5, 2xRadio 4499 44B2/25 44B66A, 1xRadio AAS B25/B66, |  | 2xAntenna 4pH, | [25 empty] | 100 | 6 |  | 81 | [81 empty] | 1xBaseband 6631, 1xBaseband 6651, 3xRadio 2219 B5, 2xRadio 4499 44B2/25 44B66A, 1xRadio AAS B25/B66, 2xAntenna 4pH,
300 | / LTE RO 2020 Capacity H1 - 1900Mhz | 0 | Proyecto Millicom Bolivia 3YPlan 2023 | PQI | Parque Industrial | In Services | -17.7518 | -63.1276 | Urban | Santa Cruz de la Sierra | Andres Ibanez | Santa Cruz | 60 | Selfsupported | PBC6200 | - | 3 | 3 | 0 | 0 | 3 | 3 | 3 | 0 | 15 |  | 1 DUG 20 01-1 DUW 31 01-1 DUS 31 01 | 3 RRUS 01 B5 | 3 | 1 DUG 20 01 | 1 | RBS 6601_SHARE | 3 RRUS 01 B5 | 3 | 1 DUW 31 01 | 1 | RBS 6601 | N/A | 0 | N/A | 0 | N/A | 3 RRUS 11 B12 | 3 | 1 DUS 31 01 | 1 | RBS 6601 | 3 RRUS 11 B4 | 3 | 0 DUS 31 01 | 0 | RBS6601_SHARE | 3 R 2217B2 | 3 | 0 DUS 31 01 | 0 | RBS6601_SHARE | 0 | 0 | 0 | 0 | 0 | 15 |  |  |  | 2024 | GWL |  |  | -Mod. 850 (1-2-3) ; AAS FDD (DFGI) ; Sectorizar (EH) | 3 | 0 | 0 | 1 | 0 | 2 |  | 6 | 15 |  | 0 | 0 | 0 | 0 | 0 | 1 | 0 | 1 | Mod. 850 (1-2-3) ; AAS FDD (DFGI) ; Sectorizar (EH) | ABCDEFGHI | (1-2-3) | 16 | 1 | 2 | Baseband 6631 | Baseband 6651 | [12 empty] | INST : Mod. 850 / Sectorize AWS&1900 / AAS FDD AWS&1900 / |  | MIC BO 3YPlan 2023_3BB_6R_1A | 20 | 1xBaseband 6631, 2xBaseband 6651, 3xRadio 2219 B5, 1xRadio 4499 44B2/25 44B66A, 2xRadio AAS B25/B66, |  | 1xTwin Beam Antenna, | [25 empty] | 100 | 6 |  | 81 | [81 empty] | 1xBaseband 6631, 2xBaseband 6651, 3xRadio 2219 B5, 1xRadio 4499 44B2/25 44B66A, 2xRadio AAS B25/B66, 1xTwin Beam Antenna,
301 | RO 2021 - LTE Capacity H1_119 Sitios / LTE RO 2020 Capacity H2 - 1900Mhz | 0 | Proyecto Millicom Bolivia 3YPlan 2023 | BSP | B. Sprienfiel | In Services | -17.8487 | -63.1832 | Urban | Santa Cruz de la Sierra | Andres Ibanez | Santa Cruz | 40 | Selfsupported | RBS6101 | - | 3 | 0 | 0 | 0 | 3 | 2 | 2 | 0 | 10 |  | 1 BB 6630 GL | 3 RRU 01 B5 | 3 | 1 BB 6630 GL | 1 | RBS 6601_SHARE | N/A | 0 | N/A | 0 | N/A | N/A | 0 | N/A | 0 | N/A | 3 RRUS 11 B12 | 3 | 0 BB 6630 GL | 1 | RBS 6601_SHARE | 2 RRUS 32 B4 | 2 | 0 BB 6630 GL | 0 | RBS 6601_SHARE | 2 R 4415 B2/B25 | 2 | 0 BB 6630 GL | 0 | RBS 6101 | 0 | 0 | 0 | 0 | 0 | 10 |  |  |  | 2024 | GL |  |  | -Mod. 850 (2-3) ; Exp. LTE (D) ; AAS FDD (EFHI) ; | 2 | 0 | 1 | 0 | 0 | 2 |  | 5 | 10 |  | 0 | 0 | 1 | 0 | 0 | 0 | 0 | 1 | Mod. 850 (2-3) ; Exp. LTE (D) ; AAS FDD (EFHI) ; | ABCEFHI | D(2-3) | 2 | 1 | 2 | Baseband 6631 | Baseband 6651 | [12 empty] | INST : Mod. 850 / LTE AWS / AAS FDD AWS&1900 / |  | MIC BO 3YPlan 2023_3BB_5R_1A | 6 | 1xBaseband 6631, 2xBaseband 6651, 2xRadio 2219 B5, 1xRadio 4415 B66A, 2xRadio AAS B25/B66, |  | 1xAntenna 4pH, | [25 empty] | 70 | 5 |  | 59 | [81 empty] | 1xBaseband 6631, 2xBaseband 6651, 2xRadio 2219 B5, 1xRadio 4415 B66A, 2xRadio AAS B25/B66, 1xAntenna 4pH,
302 | / LTE RO 2019 Capacity H1 | RO 2022 Capacity H2 | Proyecto Millicom Bolivia 3YPlan 2023 | SAG | Saguapac | In Services | -17.8045 | -63.1858 | Urban | Santa Cruz de la Sierra | Andres Ibanez | Santa Cruz | 40 | Selfsupported | PU6210 | - | 3 | 3 | 0 | 0 | 3 | 1 | 0 | 2 | 12 |  | 1 DUG 20 01-1 BB 6630 WL | 3 RRUS 12 B5 G | 3 | 1 DUG 20 01 | 1 | RBS6601 | 3 RRUS 01 B5 W | 3 | 1 BB 6630 WL | 1 | RBS6630 | N/A | 0 | N/A | 0 | N/A | 3 RRUS 11 B12 | 3 | 0 BB 6630 WL | 0 | RBS6630 | 1 R 4415B66A | 1 | 0 BB 6630 WL | 0 | RBS6630 | N/A | 0 | N/A | 0 | N/A | 2 R 4499 B2 B66A | 2 | 0 BB 6630 WL | 0 | RBS6630 | 12 |  |  |  | 2024 | GWL |  |  | -Mod. 850 (1-2-3) ; AAS FDD (EFHI) ; Sectorizar (DG) | 3 | 1 | 0 | 0 | 0 | 2 |  | 6 | 12 |  | 0 | 0 | 0 | 0 | 0 | 1 | 0 | 1 | Mod. 850 (1-2-3) ; AAS FDD (EFHI) ; Sectorizar (DG) | ABCDEFHI | G(1-2-3) | 10 | 0 | 2 |  | Baseband 6651 | [12 empty] | INST : Mod. 850 / Sectorize AWS&1900 / AAS FDD AWS&1900 / |  | MIC BO 3YPlan 2023_2BB_6R_1A | 19 | 2xBaseband 6651, 3xRadio 2219 B5, 1xRadio 4415 B2/25, 2xRadio AAS B25/B66, |  | 1xTwin Beam Antenna, | [25 empty] | 70 | 6 |  | 59 | [81 empty] | 2xBaseband 6651, 3xRadio 2219 B5, 1xRadio 4415 B2/25, 2xRadio AAS B25/B66, 1xTwin Beam Antenna,
303 | / LTE RO 2020 Capacity H2 - 1900Mhz | 0 | Proyecto Millicom Bolivia 3YPlan 2023 | ESV | Escuadron Velasco | In Services | -17.8028 | -63.1938 | Urban | Santa Cruz de la Sierra | Andres Ibanez | Santa Cruz | 25 | Selfsupported | RBS6101 | - | 3 | 3 | 0 | 3 | 0 | 3 | 0 | 0 | 12 |  | 1 DUG 20 01-1 DUW 31 01-1 DUW 41 01-1 DUS 31 02 | 3 RRUS 01 B5 | 3 | 1 DUG 20 01 | 1 | RBS 6601_SHARE | 3 RRU 01 B5 | 3 | 1 DUW 31 01 | 1 | RBS 6601 | 3 RRUS 01 B2 W | 3 | 1 DUW 41 01 | 1 | RBS 6601 | N/A | 0 | N/A | 0 | N/A | 3 RRUS 32 B4 | 3 | 1 DUS 31 02 | 1 | RBS6601_SHARE | N/A | 0 | N/A | 0 | N/A | 0 | 0 | 0 | 0 | 0 | 12 |  |  |  | 2024 | GWL |  |  | -Mod. 850 (1-2-3) ; Exp. LTE (AC) ; Sectorizar (DEFGHI) | 3 | 0 | 0 | 0 | 1 | 0 |  | 4 | 12 |  | 2 | 0 | 0 | 0 | 0 | 3 | 0 | 5 | Mod. 850 (1-2-3) ; Exp. LTE (AC) ; Sectorizar (DEFGHI) | DEFGHI | AC(1-2-3) | 1 | 1 | 0 | Baseband 6631 | [13 empty] | INST : Mod. 850 / LTE 700 / Sectorize AWS&1900 / |  | MIC BO 3YPlan 2023_1BB_4R_5A | 5 | 1xBaseband 6631, 3xRadio 2219 B5, 1xRadio 4478 B12A, |  | 2xAntenna 2pL, 3xTwin Beam Antenna, | [25 empty] | 50 | 4 |  | 42 | [81 empty] | 1xBaseband 6631, 3xRadio 2219 B5, 1xRadio 4478 B12A, 2xAntenna 2pL, 3xTwin Beam Antenna,
304 | / LTE RO 2020 Capacity H2 - 1900Mhz | 0 | Proyecto Millicom Bolivia 3YPlan 2023 | CUM | Cumavi | In Services | -17.7842 | -63.1159 | Urban | Santa Cruz de la Sierra | Andres Ibanez | Santa Cruz | 60 | Selfsupported | RBS6101 | E6150 | 3 | 3 | 0 | 3 | 3 | 3 | 0 | 0 | 15 |  | 1 DUG 20 01-1 BB 6630 WL | 3 RRUS 01 B5 G | 3 | 1 DUG 20 01 | 1 | RBS6101 | 3 RRU 01 B5 W | 3 | 1 BB 6630 WL | 1 | RBS6630 | 3 RRUS 01 B2 W | 3 | 0 Baseband 6630 (WL) | 0 | RBS6630 | 3 RRUS 11 B12 | 3 | 0 BB 6630 WL | 0 | RBS 6630 | 2 RRUS 32 B4 ; 1 R 4415 B66A | 3 | 0 BB 6630 WL | 0 | RBS6630 | N/A | 0 | N/A | 0 | N/A | 0 | 0 | 0 | 0 | 0 | 15 |  |  |  | 2024 | GWL |  |  | -Mod. 850 (1-2-3) ; AAS FDD (EFHI) ; Sectorizar (DG) | 3 | 1 | 0 | 0 | 0 | 2 |  | 6 | 15 |  | 0 | 0 | 0 | 0 | 0 | 1 | 0 | 1 | Mod. 850 (1-2-3) ; AAS FDD (EFHI) ; Sectorizar (DG) | ABCDEFHI | G(1-2-3) | 10 | 0 | 2 |  | Baseband 6651 | [12 empty] | INST : Mod. 850 / Sectorize AWS&1900 / AAS FDD AWS&1900 / |  | MIC BO 3YPlan 2023_2BB_6R_1A | 19 | 2xBaseband 6651, 3xRadio 2219 B5, 1xRadio 4415 B2/25, 2xRadio AAS B25/B66, |  | 1xTwin Beam Antenna, | [25 empty] | 100 | 6 |  | 81 | [81 empty] | 2xBaseband 6651, 3xRadio 2219 B5, 1xRadio 4415 B2/25, 2xRadio AAS B25/B66, 1xTwin Beam Antenna,
305 | RO 2021 - LTE Capacity H1_119 Sitios / | 0 | Proyecto Millicom Bolivia 3YPlan 2023 | ANI | Anillo | In Services | -17.74 | -63.1709 | Urban | Santa Cruz de la Sierra | Andres Ibanez | Santa Cruz | 40 | Selfsupported | PBC6200 | - | 3 | 3 | 0 | 0 | 3 | 3 | 3 | 0 | 15 |  | 1 DUG 20 01-1 DUW 31 01-1 BB 6630 L | 3 RRUS 12 B5 | 3 | 1 DUG 20 01 | 1 | RBS6601 Share | 3 RRUS 01 B5 | 3 | 1 DUW 31 01 | 1 | RBS6601 Share | N/A | 0 | N/A | 0 | N/A | 3 RRUS 11 B12 | 3 | 1 BB 6630 L | 1 | RBS 6630 | 3 RRUS 11 B4 | 3 | 0 BB 6630 L | 0 | RBS 6630 | 3 R 4415 B2/B25 | 3 | 0 BB 6630 L | 0 | RBS 6630 | 0 | 0 | 0 | 0 | 0 | 15 |  |  |  | 2024 | GWL |  |  | -Mod. 850 (1-2-3) ; AAS FDD (EFHI) ; Sectorizar (DG) | 3 | 0 | 1 | 0 | 0 | 2 |  | 6 | 15 |  | 0 | 0 | 0 | 0 | 0 | 1 | 0 | 1 | Mod. 850 (1-2-3) ; AAS FDD (EFHI) ; Sectorizar (DG) | ABCDEFGHI | (1-2-3) | 10 | 0 | 2 |  | Baseband 6651 | [12 empty] | INST : Mod. 850 / Sectorize AWS&1900 / AAS FDD AWS&1900 / |  | MIC BO 3YPlan 2023_2BB_6R_1A | 19 | 2xBaseband 6651, 3xRadio 2219 B5, 1xRadio 4415 B66A, 2xRadio AAS B25/B66, |  | 1xTwin Beam Antenna, | [25 empty] | 70 | 6 |  | 59 | [81 empty] | 2xBaseband 6651, 3xRadio 2219 B5, 1xRadio 4415 B66A, 2xRadio AAS B25/B66, 1xTwin Beam Antenna,
306 | RO 2021 - LTE Capacity H1_119 Sitios / Refarming 1900 2019 | 0 | Proyecto Millicom Bolivia 3YPlan 2023 | GBR | Guabira | In Services | -17.3155 | -63.27 | Urban | Montero | Obispo Santisteban | Santa Cruz | 40 | Selfsupported | PBC6200 | - | 3 | 3 | 0 | 0 | 3 | 3 | 3 | 0 | 15 |  | 1 BB 6630 GL-1 DUW 31 01 | 3 RRUS 12 B5 | 3 | 1 BB 6630 GL | 1 | RBS 6630 | 3 RRU 01 B5 | 3 | 1 DUW 31 01 | 1 | RBS 6601 | N/A | 0 | N/A | 0 | N/A | 3 R 4478 B12A | 3 | 0 BB 6630 GL | 0 | RBS 6630 | 3 RRUS 11 B4 | 3 | 0 BB 6630 GL | 0 | RBS 6630 | 3 R 2217B2 | 3 | 0 BB 6630 GL | 0 | RBS 6630 | 0 | 0 | 0 | 0 | 0 | 15 |  |  |  | 2024 | GWL |  |  | -Mod. 850 (1-2) ; AAS FDD (DEGH) ; | 2 | 0 | 0 | 0 | 0 | 2 |  | 4 | 15 |  | 0 | 0 | 0 | 0 | 0 | 0 | 0 | 0 | Mod. 850 (1-2) ; AAS FDD (DEGH) ; | ABCDEFGHI | (1-2) | 5 | 0 | 2 |  | Baseband 6651 | [12 empty] | INST : Mod. 850 / AAS FDD AWS&1900 / |  | MIC BO 3YPlan 2023_2BB_4R | 7 | 2xBaseband 6651, 2xRadio 2219 B5, 2xRadio AAS B25/B66, | [27 empty] | 70 | 4 |  | 59 | [81 empty] | 2xBaseband 6651, 2xRadio 2219 B5, 2xRadio AAS B25/B66,
307 | 0 | RO 2022 Capacity H2 | Proyecto Millicom Bolivia 3YPlan 2023 | VEL | San Miguel de Velasco | In Services | -16.7044 | -60.9719 | Rural | San Miguel de Velasco | Velasco | Santa Cruz | 72 | Guyed | PBC6200 | - | 3 | 3 | 0 | 0 | 3 | 1 | 0 | 2 | 12 |  | 1 DUG 20 01-1 DUW 31 01-1 BB 5212 L | 3 RRUS 12 B5 G | 3 | 1 DUG 20 01 | 1 | RBS 6601_SHARE | 3 RRUS 01 B5 W | 3 | 1 DUW 31 01 | 1 | RBS 6601 | N/A | 0 | N/A | 0 | N/A | 3 RRUS 11 B12 | 3 | 1 BB 5212 L | 1 | RBS6601_SHARE | 1 RRU 11 B4 | 1 | 0 BB 5212 L | 0 | RBS6601_SHARE | N/A | 0 | N/A | 0 | N/A | 2 R 4499 B2B25B66A | 2 | 0 BB 5212 L | 0 | RBS6601_SHARE | 12 |  |  |  | 2024 | GWL |  |  | -Mod. 850 (1-3) ; AAS FDD (DG) ; | 2 | 0 | 0 | 0 | 0 | 1 |  | 3 | 12 |  | 0 | 0 | 0 | 0 | 0 | 0 | 0 | 0 | Mod. 850 (1-3) ; AAS FDD (DG) ; | ABCDFGI | (1-3) | 2 | 1 | 1 | Baseband 6631 | Baseband 6651 | [12 empty] | INST : Mod. 850 / AAS FDD AWS&1900 / |  | MIC BO 3YPlan 2023_2BB_3R | 6 | 1xBaseband 6631, 1xBaseband 6651, 2xRadio 2219 B5, 1xRadio AAS B25/B66, | [27 empty] | 100 | 3 |  | 95 | [81 empty] | 1xBaseband 6631, 1xBaseband 6651, 2xRadio 2219 B5, 1xRadio AAS B25/B66,
308 | RO 2021 - LTE Capacity H1_119 Sitios / LTE RO 2020 Capacity H2 - 1900Mhz/High Load Cells_Only F1 | 0 | Proyecto Millicom Bolivia 3YPlan 2023 | MON6 | Montero 6 | 0 | -17.363 | -63.2202 | Urban | Montero | Obispo Santisteban | Santa Cruz | 60 | Selfsupported | Enclosure 6150 | - | 0 | 3 | 0 | 0 | 3 | 3 | 2 | 0 | 11 |  | 1 BB 6630 WL | N/A | 0 | N/A | 0 | N/A | 3 R 2219 B5 | 3 | 1 BB 6630 WL | 1 | RBS 6630 | N/A | 0 | N/A | 0 | N/A | 3 RRUS 11 B12 | 3 | 0 BB 6630 WL | 0 | RBS 6630 | 3 R 4415 B66A | 3 | 0 BB 6630 WL | 0 | N/A | 2 R 4415 B2/B25 | 2 | 0 BB 6630 WL | 0 | RBS 6630 | 0 | 0 | 0 | 0 | 0 | 11 |  |  |  | 2024 | WL |  |  | -Mod. 850 (2-3) ; Exp. LTE (G) ; AAS FDD (EFHI) ; | 0 | 1 | 0 | 0 | 0 | 2 |  | 3 | 11 |  | 0 | 0 | 1 | 0 | 0 | 0 | 0 | 1 | Mod. 850 (2-3) ; Exp. LTE (G) ; AAS FDD (EFHI) ; | ABCDEFHI | G(2-3) | 3 | 0 | 2 |  | Baseband 6651 | [12 empty] | INST : Mod. 850 / LTE 1900 / AAS FDD AWS&1900 / |  | MIC BO 3YPlan 2023_2BB_3R_1A | 3 | 2xBaseband 6651, 1xRadio 4415 B2/25, 2xRadio AAS B25/B66, |  | 1xAntenna 4pH, | [25 empty] | 100 | 3 |  | 81 | [81 empty] | 2xBaseband 6651, 1xRadio 4415 B2/25, 2xRadio AAS B25/B66, 1xAntenna 4pH,
309 | Swap Oruro & Potosí 2021 | 0 | Proyecto Millicom Bolivia 3YPlan 2023 | ORU1 | Centro | In Services | -17.9703 | -67.1152 | 0 | - | - | Oruro | 10 | Selfsupported | Enclosure 6150 | 0 | 0 | 0 | 3 | 0 | 2 | 0 | 0 | 3 | 8 |  | 1 BB 6630 GW-1 BB 6630 L | 3 R 2219 B5 | 3 | 1 BB 6630 GW | 1 | RBS 6630 | 0 2219 B5 | 0 | 0 BB 6630 GW | 2 | RBS 6630 | N/A | 0 | N/A | 2 | N/A | 2 R 4449 B5 B12A | 2 | 1 BB 6630 L | 1 | RBS 6630 | N/A | 0 | N/A | 0 | N/A | N/A | 0 | N/A | 0 | N/A | 3 R 4499 B2B25B66A | 3 | 0 BB 6630 L | 0 | RBS 6630 | 8 |  |  |  | 2024 | GWL |  |  | -Mod. 850 (1-2-3) ; AAS FDD (DFGI) ; Sectorizar (EH) | 0 | 0 | 0 | 0 | 0 | 2 |  | 2 | 8 |  | 0 | 0 | 0 | 0 | 0 | 1 | 0 | 1 | Mod. 850 (1-2-3) ; AAS FDD (DFGI) ; Sectorizar (EH) | ABCDEFGHI | (1-2-3) | 16 | 0 | 2 |  | Baseband 6651 | [12 empty] | INST : Mod. 850 / Sectorize AWS&1900 / AAS FDD AWS&1900 / |  | MIC BO 3YPlan 2023_2BB_2R_1A | 5 | 2xBaseband 6651, 2xRadio AAS B25/B66, |  | 1xTwin Beam Antenna, | [25 empty] | 30 | 2 |  | 25 | [81 empty] | 2xBaseband 6651, 2xRadio AAS B25/B66, 1xTwin Beam Antenna,
310 | / LTE RO 2020 Capacity H1 - 1900Mhz | 0 | Proyecto Millicom Bolivia 3YPlan 2023 | LCS | La Casona | In Services | -17.7991 | -63.0924 | Urban | Santa Cruz de la Sierra | Andres Ibanez | Santa Cruz | 40 | Selfsupported | RBS6101 | - | 3 | 3 | 0 | 0 | 0 | 3 | 3 | 0 | 12 |  | 1 DUG 20 01-1 DUW 31 01-1 DUS 31 02 | 3 RRUS 01 B5 | 3 | 1 DUG 20 01 | 1 | RBS 6601_SHARE | 3 RRU 01 B5 | 3 | 1 DUW 31 01 | 1 | RBS 6601 | N/A | 0 | N/A | 0 | N/A | N/A | 0 | N/A | 0 | N/A | 3 RRUS 32 B4 | 3 | 1 DUS 31 02 | 1 | RBS6601_SHARE | 3 R 2217B2 | 3 | 0 DUS 31 02 | 0 | RBS6601_SHARE | 0 | 0 | 0 | 0 | 0 | 12 |  |  |  | 2024 | GWL |  |  | -Mod. 850 (1-2-3) ; AAS FDD (DEFGHI) ; | 3 | 0 | 0 | 0 | 0 | 3 |  | 6 | 12 |  | 0 | 0 | 0 | 0 | 0 | 0 | 0 | 0 | Mod. 850 (1-2-3) ; AAS FDD (DEFGHI) ; | DEFGHI | (1-2-3) | 26 | 1 | 2 | Baseband 6631 | Baseband 6651 | [12 empty] | INST : Mod. 850 / AAS FDD AWS&1900 / |  | MIC BO 3YPlan 2023_3BB_6R | 9 | 1xBaseband 6631, 2xBaseband 6651, 3xRadio 2219 B5, 3xRadio AAS B25/B66, | [27 empty] | 70 | 6 |  | 59 | [81 empty] | 1xBaseband 6631, 2xBaseband 6651, 3xRadio 2219 B5, 3xRadio AAS B25/B66,
311 | 0 | 0 | Proyecto Millicom Bolivia 3YPlan 2023 | ROC | Roca Coronado | In Services | -17.7867 | -63.217 | Urban | Santa Cruz de la Sierra | Andres Ibanez | Santa Cruz | 40 | Selfsupported | PU6210 | - | 3 | 3 | 0 | 0 | 3 | 3 | 1 | 0 | 13 |  | 1 DUG 20 01-1 DUW 31 01-1 BB 6630 L | 3 RRU 12 B5 | 3 | 1 DUG 20 01 | 1 | RBS 6601_SHARE | 3 RRU 01 B5 | 3 | 1 DUW 31 01 | 1 | RBS6601 | N/A | 0 | N/A | 0 | N/A | 3 RRUS 11 B12 | 3 | 0 BB 6630 L | 0 | RBS 6630 | 3 RRU 11 B4 | 3 | 1 BB 6630 L | 1 | RBS 6630 | 1 R 4415 B2/B25 | 1 | 0 BB 6630 L | 0 | RBS 6630 | 0 | 0 | 0 | 0 | 0 | 13 |  |  |  | 2024 | GWL |  |  | -Mod. 850 (1) ; Exp. LTE (HI) ; MIMO4 LTE (EF) ; AAS FDD (DG) ; | 1 | 0 | 0 | 2 | 0 | 1 |  | 4 | 13 |  | 0 | 0 | 2 | 0 | 0 | 0 | 0 | 2 | Mod. 850 (1) ; Exp. LTE (HI) ; MIMO4 LTE (EF) ; AAS FDD (DG) ; | ABCDEFG | HI(1) | 2 | 0 | 1 |  | Baseband 6651 | [12 empty] | INST : Mod. 850 / LTE 1900 / AAS FDD AWS&1900 / |  | MIC BO 3YPlan 2023_1BB_4R_2A | 11 | 1xBaseband 6651, 1xRadio 2219 B5, 2xRadio 4499 44B2/25 44B66A, 1xRadio AAS B25/B66, |  | 2xAntenna 4pH, | [25 empty] | 70 | 4 |  | 59 | [81 empty] | 1xBaseband 6651, 1xRadio 2219 B5, 2xRadio 4499 44B2/25 44B66A, 1xRadio AAS B25/B66, 2xAntenna 4pH,
312 | / LTE RO 2019 Capacity H2 | 0 | Proyecto Millicom Bolivia 3YPlan 2023 | TUS | Tusequis | In Services | -17.7467 | -63.1523 | Urban | Santa Cruz de la Sierra | Andres Ibanez | Santa Cruz | 35 | Selfsupported | PBC6200 | - | 3 | 3 | 0 | 0 | 3 | 3 | 1 | 0 | 13 |  | 1 DUG 20 01-1 DUW3101-1 BB 6630 L | 3 RRUS 12 B5 G | 3 | 1 DUG 20 01 | 1 | RBS 6601 | 3 RRUS01B5 W | 3 | 1 DUW3101 | 1 | RBS 6601 | N/A | 0 | N/A | 0 | N/A | 3 RRUS 11 B12 | 3 | 1 BB 6630 L | 1 | RBS6630 | 2 RRUS 32 B4 1 R4415B66A | 3 | 0 BB 6630 L | 0 | RBS 6630 | 1 R 4415 B2/B25 | 1 | 0 BB 6630 L | 0 | RBS 6630 | 0 | 0 | 0 | 0 | 0 | 13 |  |  |  | 2024 | GWL |  |  | -Mod. 850 (1-2-3) ; Exp. LTE (I) ; AAS FDD (EH) ; Sectorizar (DG) | 3 | 2 | 0 | 0 | 0 | 1 |  | 6 | 13 |  | 0 | 0 | 1 | 0 | 0 | 1 | 0 | 2 | Mod. 850 (1-2-3) ; Exp. LTE (I) ; AAS FDD (EH) ; Sectorizar (DG) | ABCDEFH | GI(1-2-3) | 2 | 0 | 1 |  | Baseband 6651 | [12 empty] | INST : Mod. 850 / LTE 1900 / Sectorize AWS&1900 / AAS FDD AWS&1900 / |  | MIC BO 3YPlan 2023_1BB_6R_2A | 11 | 1xBaseband 6651, 3xRadio 2219 B5, 2xRadio 4415 B2/25, 1xRadio AAS B25/B66, |  | 1xAntenna 4pH, 1xTwin Beam Antenna, | [25 empty] | 70 | 6 |  | 53 | [81 empty] | 1xBaseband 6651, 3xRadio 2219 B5, 2xRadio 4415 B2/25, 1xRadio AAS B25/B66, 1xAntenna 4pH, 1xTwin Beam Antenna,
313 | / LTE RO 2020 Capacity H2 - 1900Mhz/High Load Cells_Only F1 | 0 | Proyecto Millicom Bolivia 3YPlan 2023 | ORA | Palmar Del Oratorio | In Services | -17.8868 | -63.161 | Urban | Santa Cruz de la Sierra | Andres Ibanez | Santa Cruz | 40 | Selfsupported | PBC6200 | - | 0 | 0 | 3 | 0 | 3 | 3 | 2 | 0 | 11 |  | 1 DUG 20 01-1 BB 6630 WL | 3 RRUS 12B5 GW | 3 | 1 DUG 20 01 | 1 | RBS 6601 | 0 RRUS 12B5 GW | 0 | 1 BB 6630 WL | 1 | RBS 6630 | N/A | 0 | N/A | 0 | N/A | 3 RRUS 11 B12 | 3 | 0 BB 6630 WL | 0 | RBS 6630 | 1 RRU 32B4 ; 2 R 4415 B66A | 3 | 0 BB 6630 WL | 0 | RBS 6630 | 2 R 4415 B2/B25 | 2 | 0 BB 6630 WL | 0 | RBS 6630 | 0 | 0 | 0 | 0 | 0 | 11 |  |  |  | 2024 | GWL |  |  | -Mod. 850 (2-3) ; AAS FDD (EFHI) ; | 2 | 0 | 0 | 0 | 0 | 2 |  | 4 | 11 |  | 0 | 0 | 0 | 0 | 0 | 0 | 0 | 0 | Mod. 850 (2-3) ; AAS FDD (EFHI) ; | ABCDEFHI | (2-3) | 3 | 0 | 2 |  | Baseband 6651 | [12 empty] | INST : Mod. 850 / AAS FDD AWS&1900 / |  | MIC BO 3YPlan 2023_2BB_4R | 7 | 2xBaseband 6651, 2xRadio 2219 B5, 2xRadio AAS B25/B66, | [27 empty] | 70 | 4 |  | 59 | [81 empty] | 2xBaseband 6651, 2xRadio 2219 B5, 2xRadio AAS B25/B66,
314 | / LTE RO 2020 Capacity H1 - AWS | 0 | Proyecto Millicom Bolivia 3YPlan 2023 | ALE | Alemana | In Services | -17.7688 | -63.171 | Urban | Santa Cruz de la Sierra | Andres Ibanez | Santa Cruz | 30 | Selfsupported | PBC6200 | - | 3 | 3 | 0 | 0 | 3 | 3 | 1 | 0 | 13 |  | 1 DUG 20 01-1 DUW 31 01-1 BB 6630 L | 3 RRUS 01 B5 G | 3 | 1 DUG 20 01 | 1 | RBS 6601_SHARE | 3 RRU 01 B5 W | 3 | 1 DUW 31 01 | 1 | RBS6601 | N/A | 0 | N/A | 0 | N/A | 3 RRUS 11 B12 | 3 | 1 BB 6630 L | 1 | RBS6630 | 1 R4415B66A ; 1 RRUS32B4 ; 1 RRU11B4 | 3 | 0 BB 6630 L | 0 | RBS6630 | 1 R 4415 B2/B25 | 1 | 0 BB 6630 L | 0 | RBS6630 | 0 | 0 | 0 | 0 | 0 | 13 |  |  |  | 2024 | GWL |  |  | -Mod. 850 (1-2-3) ; AAS FDD (EH) ; Sectorizar (DFGI) | 3 | 1 | 0 | 1 | 0 | 1 |  | 6 | 13 |  | 0 | 0 | 0 | 0 | 0 | 2 | 0 | 2 | Mod. 850 (1-2-3) ; AAS FDD (EH) ; Sectorizar (DFGI) | ABCDEFH | GI(1-2-3) | 9 | 0 | 1 |  | Baseband 6651 | [12 empty] | INST : Mod. 850 / Sectorize AWS&1900 / AAS FDD AWS&1900 / |  | MIC BO 3YPlan 2023_1BB_6R_2A | 11 | 1xBaseband 6651, 3xRadio 2219 B5, 1xRadio 4415 B2/25, 1xRadio 4499 44B2/25 44B66A, 1xRadio AAS B25/B66, |  | 2xTwin Beam Antenna, | [25 empty] | 70 | 6 |  | 48 | [81 empty] | 1xBaseband 6651, 3xRadio 2219 B5, 1xRadio 4415 B2/25, 1xRadio 4499 44B2/25 44B66A, 1xRadio AAS B25/B66, 2xTwin Beam Antenna,
315 | / LTE RO 2020 Capacity H1 - 1900Mhz | 0 | Proyecto Millicom Bolivia 3YPlan 2023 | LOT | Lotes | In Services | -17.8665 | -63.1674 | Urban | Santa Cruz de la Sierra | Andres Ibanez | Santa Cruz | 60 | Selfsupported | RBS6101 | - | 3 | 3 | 0 | 0 | 3 | 3 | 3 | 0 | 15 |  | 1 DUG 20 01-1 DUW 31 01-1 DUS 31 01 | 3 RRUS 12 B5 | 3 | 1 DUG 20 01 | 1 | RBS 6101 | 3 RRUS 01 B5 | 3 | 1 DUW 31 01 | 1 | RBS 6101 | N/A | 0 | N/A | 0 | N/A | 3 RRUS 11 B12 | 3 | 1 DUS 31 01 | 1 | RBS 6101 | 3 RRUS 11 B4 | 3 | 0 DUS 31 01 | 0 | RBS 6101 | 3 R 2217B2 | 3 | 0 DUS 31 01 | 0 | RBS 6101 | 0 | 0 | 0 | 0 | 0 | 15 |  |  |  | 2024 | GWL |  |  | -Mod. 850 (1-2-3) ; AAS FDD (DFGI) ; Sectorizar (EH) | 3 | 0 | 0 | 1 | 0 | 2 |  | 6 | 15 |  | 0 | 0 | 0 | 0 | 0 | 1 | 0 | 1 | Mod. 850 (1-2-3) ; AAS FDD (DFGI) ; Sectorizar (EH) | ABCDEFGHI | (1-2-3) | 16 | 1 | 2 | Baseband 6631 | Baseband 6651 | [12 empty] | INST : Mod. 850 / Sectorize AWS&1900 / AAS FDD AWS&1900 / |  | MIC BO 3YPlan 2023_3BB_6R_1A | 20 | 1xBaseband 6631, 2xBaseband 6651, 3xRadio 2219 B5, 1xRadio 4499 44B2/25 44B66A, 2xRadio AAS B25/B66, |  | 1xTwin Beam Antenna, | [25 empty] | 100 | 6 |  | 81 | [81 empty] | 1xBaseband 6631, 2xBaseband 6651, 3xRadio 2219 B5, 1xRadio 4499 44B2/25 44B66A, 2xRadio AAS B25/B66, 1xTwin Beam Antenna,
316 | RO 2021 - LTE Capacity H2/ / LTE RO 2020 Capacity H1 - AWS/High Load Cells_Only F1 | 0 | Proyecto Millicom Bolivia 3YPlan 2023 | WAR3 | Warnes III | In Services | -17.5054 | -63.1884 | Urban | Warnes | Warnes | Santa Cruz | 25 | Selfsupported | Enclosure 6150 | - | 0 | 3 | 0 | 0 | 3 | 3 | 1 | 0 | 10 |  | 1 BB 5216 W-1 BB 6630 L | N/A | 0 | N/A | 0 | N/A | 3 R 2219 B5 W | 3 | 1 BB 5216 W | 1 | RBS 6601 | N/A | 0 | N/A | 0 | N/A | 3 RRUS 11 B12 | 3 | 0 BB 6630 L | 0 | RBS6630 | 3 R4415B66A L | 3 | 1 BB 6630 L | 1 | RBS6630 | 1 R 4415 B2/B25 | 1 | 0 BB 6630 L | 0 | RBS6630 | 0 | 0 | 0 | 0 | 0 | 10 |  |  |  | 2024 | WL |  |  | -Mod. 850 (3) ; Exp. LTE (GH) ; AAS FDD (FI) ; | 0 | 2 | 0 | 0 | 0 | 1 |  | 3 | 10 |  | 0 | 0 | 2 | 0 | 0 | 0 | 0 | 2 | Mod. 850 (3) ; Exp. LTE (GH) ; AAS FDD (FI) ; | ABCDEFI | GH(3) | 2 | 0 | 1 |  | Baseband 6651 | [12 empty] | INST : Mod. 850 / LTE 1900 / AAS FDD AWS&1900 / |  | MIC BO 3YPlan 2023_1BB_3R_2A | 6 | 1xBaseband 6651, 2xRadio 4415 B2/25, 1xRadio AAS B25/B66, |  | 2xAntenna 4pH, | [25 empty] | 50 | 3 |  | 42 | [81 empty] | 1xBaseband 6651, 2xRadio 4415 B2/25, 1xRadio AAS B25/B66, 2xAntenna 4pH,
317 | RO 2021 - LTE Capacity H2/ / LTE RO 2019 Capacity H1 | 0 | Proyecto Millicom Bolivia 3YPlan 2023 | SJA | San Javier | In Services | -16.2773 | -62.5078 | Rural | San Javier (SC) | Nuflo de Chavez | Santa Cruz | 90 | Guyed | PBC6200 | - | 3 | 3 | 0 | 0 | 3 | 2 | 1 | 0 | 12 |  | 1 DUG 20 01-1 DUW 31 01-1 BB 6630 L | 3 RRU 12 B5 | 3 | 1 DUG 20 01 | 1 | RBS 6601_SHARE | 3 RRU 01 B5 | 3 | 1 DUW 31 01 | 1 | RBS6601 | N/A | 0 | N/A | 0 | N/A | 3 RRUS 11 B12 | 3 | 0 BB 6630 L | 0 | RBS6630 | 1 RRU 32 B4-1 Radio 4415B66A | 2 | 1 BB 6630 L | 1 | RBS6630 | 1 R 4415 B2/B25 | 1 | 0 BB 6630 L | 0 | RBS6630 | 0 | 0 | 0 | 0 | 0 | 12 |  |  |  | 2024 | GWL |  |  | -Mod. 850 (1-2) ; Exp. LTE (I) ; AAS FDD (DG) ; | 2 | 1 | 0 | 0 | 0 | 1 |  | 4 | 12 |  | 0 | 0 | 1 | 0 | 0 | 0 | 0 | 1 | Mod. 850 (1-2) ; Exp. LTE (I) ; AAS FDD (DG) ; | ABCDEFGH | I(1-2) | 1 | 0 | 1 |  | Baseband 6651 | [12 empty] | INST : Mod. 850 / LTE 1900 / AAS FDD AWS&1900 / |  | MIC BO 3YPlan 2023_1BB_4R_1A | 4 | 1xBaseband 6651, 2xRadio 2219 B5, 1xRadio 4415 B2/25, 1xRadio AAS B25/B66, |  | 1xAntenna 4pH, | [25 empty] | 150 | 4 |  | 115 | [81 empty] | 1xBaseband 6651, 2xRadio 2219 B5, 1xRadio 4415 B2/25, 1xRadio AAS B25/B66, 1xAntenna 4pH,
318 | 0 | 0 | Proyecto Millicom Bolivia 3YPlan 2023 | CAN | 4 Canada | In Services | -17.2592 | -62.5561 | Rural | Cuatro Canadas | Nuflo de Chavez | Santa Cruz | 72 | Guyed | PBC6200 | - | 3 | 3 | 0 | 0 | 3 | 2 | 1 | 0 | 12 |  | 1 DUG 20 01-1 DUW 31 01-1 BB 6630 L | 3 RRUS 12 B5 G | 3 | 1 DUG 20 01 | 1 | RBS6601 Share | 3 RRUS 01 B5 W | 3 | 1 DUW 31 01 | 1 | RBS6601 | N/A | 0 | N/A | 0 | N/A | 3 RRUS 11 B12 | 3 | 1 BB 6630 L | 1 | RBS6630 | 1 RRUS 11 B4 ; 1 RRUS 32 B4 | 2 | 0 BB 6630 L | 0 | RBS6630 | 1 R 4415 B2/B25 | 1 | 0 BB 6630 L | 0 | RBS6630 | 0 | 0 | 0 | 0 | 0 | 12 |  |  |  | 2024 | GWL |  |  | -Mod. 850 (3) ; Exp. LTE (E) ; MIMO4 LTE (D) ; AAS FDD (FI) ; | 1 | 0 | 2 | 0 | 0 | 1 |  | 4 | 12 |  | 0 | 0 | 2 | 0 | 0 | 0 | 0 | 2 | Mod. 850 (3) ; Exp. LTE (E) ; MIMO4 LTE (D) ; AAS FDD (FI) ; | ABCDFI | E(3) | 1 | 0 | 1 |  | Baseband 6651 | [12 empty] | INST : Mod. 850 / LTE AWS / AAS FDD AWS&1900 / |  | MIC BO 3YPlan 2023_1BB_4R_2A | 11 | 1xBaseband 6651, 1xRadio 2219 B5, 2xRadio 4415 B66A, 1xRadio AAS B25/B66, |  | 2xAntenna 4pH, | [25 empty] | 100 | 4 |  | 95 | [81 empty] | 1xBaseband 6651, 1xRadio 2219 B5, 2xRadio 4415 B66A, 1xRadio AAS B25/B66, 2xAntenna 4pH,
319 | / High Load Cells_Only F1 | 0 | Proyecto Millicom Bolivia 3YPlan 2023 | PQ2 | Puerto Quijarro II | In Services | -19.0176 | -57.7131 | Rural | Puerto Quijarro | German Busch | Santa Cruz | 40 | Selfsupported | RBS6101 | - | 3 | 3 | 0 | 0 | 3 | 3 | 1 | 0 | 13 |  | 1 DUG 20 01-1 DUW 31 01-1 BB 6630 L | 3 RRUS 01 B5 G | 3 | 1 DUG 20 01 | 1 | RBS6601_SHARE | 3 RRU 01 B5 W | 3 | 1 DUW 31 01 | 1 | RBS6601 | N/A | 0 | N/A | 0 | N/A | 3 RRUS 11 B12 | 3 | 1 BB 6630 L | 1 | RBS6630 | 3 RRU4415 B66A | 3 | 0 BB 6630 L | 0 | RBS 6630 | 1 R 4415 B2/B25 | 1 | 0 BB 6630 L | 0 | RBS 6630 | 0 | 0 | 0 | 0 | 0 | 13 |  |  |  | 2024 | GWL |  |  | -Mod. 850 (1-2) ; Exp. LTE (GI) ; AAS FDD (EH) ; | 2 | 2 | 0 | 0 | 0 | 1 |  | 5 | 13 |  | 0 | 0 | 2 | 0 | 0 | 0 | 0 | 2 | Mod. 850 (1-2) ; Exp. LTE (GI) ; AAS FDD (EH) ; | ABCDEFH | GI(1-2) | 2 | 0 | 1 |  | Baseband 6651 | [12 empty] | INST : Mod. 850 / LTE 1900 / AAS FDD AWS&1900 / |  | MIC BO 3YPlan 2023_1BB_5R_2A | 17 | 1xBaseband 6651, 2xRadio 2219 B5, 2xRadio 4415 B2/25, 1xRadio AAS B25/B66, |  | 2xAntenna 4pH, | [25 empty] | 70 | 5 |  | 59 | [81 empty] | 1xBaseband 6651, 2xRadio 2219 B5, 2xRadio 4415 B2/25, 1xRadio AAS B25/B66, 2xAntenna 4pH,
320 | / LTE RO 2020 Capacity H2 - 1900Mhz | 0 | Proyecto Millicom Bolivia 3YPlan 2023 | SCR4 | Aeropuerto Sucre | In Services | -19.0157 | -65.2866 | Urban | Sucre | Oropeza | Chuquisaca | 60 | Selfsupported | RBS6101 | RBS6101 | 3 | 3 | 0 | 3 | 3 | 3 | 0 | 0 | 15 |  | 1 DUG 20 01-1 DUW 31 01-1 DUW 31 01-1 DUS 31 01 | 3 RRUS 12 B5 G | 3 | 1 DUG 20 01 | 1 | RBS6601 Share | 3 RRUS 01 B5 W | 3 | 1 DUW 31 01 | 1 | RBS6601 Share | 3 RRUS 01 B2 W | 3 | 1 DUW 31 01 | 1 | RBS6601 Share | 3 RRUS 11 B12 | 3 | 1 DUS 31 01 | 1 | RBS6601 Share | 2 RRUS 11 B4 ; 1 RRUS 32 B4 | 3 | 0 DUS 31 01 | 0 | RBS6601 Share | N/A | 0 | N/A | 0 | N/A | 0 | 0 | 0 | 0 | 0 | 15 |  |  |  | 2024 | GWL |  |  | -Mod. 850 (1-2-3) ; AAS FDD (DG) ; Sectorizar (EFHI) | 3 | 0 | 2 | 0 | 0 | 1 |  | 6 | 15 |  | 0 | 0 | 0 | 0 | 0 | 2 | 0 | 2 | Mod. 850 (1-2-3) ; AAS FDD (DG) ; Sectorizar (EFHI) | ABCDEFGHI | (1-2-3) | 9 | 1 | 1 | Baseband 6631 | Baseband 6651 | [12 empty] | INST : Mod. 850 / Sectorize AWS&1900 / AAS FDD AWS&1900 / |  | MIC BO 3YPlan 2023_2BB_6R_2A | 18 | 1xBaseband 6631, 1xBaseband 6651, 3xRadio 2219 B5, 2xRadio 4415 B66A, 1xRadio AAS B25/B66, |  | 2xTwin Beam Antenna, | [25 empty] | 100 | 6 |  | 81 | [81 empty] | 1xBaseband 6631, 1xBaseband 6651, 3xRadio 2219 B5, 2xRadio 4415 B66A, 1xRadio AAS B25/B66, 2xTwin Beam Antenna,
321 | 0 | 0 | Proyecto Millicom Bolivia 3YPlan 2023 | MVE | Monte Verde | In Services | -17.697 | -63.0771 | Urban | Santa Cruz de la Sierra | Monte Verde | Santa Cruz | 40 | Selfsupported | Enclosure 6150 | - | 0 | 3 | 0 | 0 | 3 | 3 | 0 | 0 | 9 |  | 1 BB 6630 WL | N/A | 0 | N/A | 0 | N/A | 3 R 2219 B5 | 3 | 1 BB 6630 WL | 1 | RBS 6630 | N/A | 0 | N/A | 0 | N/A | 3 R 4478 B12A | 3 | 0 BB 6630 WL | 0 | RBS 6630 | 3 R 4415 B66A | 3 | 0 BB 6630 WL | 0 | RBS 6630 | N/A | 0 | N/A | 0 | N/A | N/A | 0 | N/A | 0 | N/A | 9 |  |  |  | 2024 | WL |  |  | -Mod. 850 (1-2-3) ; Exp. LTE (G) ; Sectorizar (EFHI) | 0 | 3 | 0 | 0 | 0 | 0 |  | 3 | 9 |  | 0 | 0 | 1 | 0 | 0 | 2 | 0 | 3 | Mod. 850 (1-2-3) ; Exp. LTE (G) ; Sectorizar (EFHI) | ABCDEF | HIG(1-2-3) | 1 | 0 | 0 | [14 empty] | INST : Mod. 850 / LTE 1900 / Sectorize AWS&1900 / |  | MIC BO 3YPlan 2023_3R_3A | 27 | 3xRadio 4415 B2/25, |  | 1xAntenna 4pH, 2xTwin Beam Antenna, | [25 empty] | 70 | 3 |  | 59 | [81 empty] | 3xRadio 4415 B2/25, 1xAntenna 4pH, 2xTwin Beam Antenna,
322 | / LTE RO 2020 Capacity H1 - 1900Mhz | 0 | Proyecto Millicom Bolivia 3YPlan 2023 | MAT | Matadero | In Services | -17.7705 | -63.1249 | Urban | Santa Cruz de la Sierra | Andres Ibanez | Santa Cruz | 40 | Selfsupported | PBC6200 | - | 3 | 3 | 0 | 0 | 0 | 3 | 3 | 0 | 12 |  | 1 DUG 20 01-1 DUW 31 01-1 DUS 31 02 | 3 RRU 12 B5 | 3 | 1 DUG 20 01 | 1 | RBS 6601_SHARE | 3 RRU 01 B5 | 3 | 1 DUW 31 01 | 1 | RBS6601 | N/A | 0 | N/A | 0 | N/A | N/A | 0 | N/A | 0 | N/A | 3 RRUS 32 B4 | 3 | 1 DUS 31 02 | 1 | RBS6601_SHARE | 3 R 2217B2 | 3 | 0 DUS 31 02 | 0 | RBS6601_SHARE | 0 | 0 | 0 | 0 | 0 | 12 |  |  |  | 2024 | GWL |  |  | -Mod. 850 (1-2-3) ; Exp. LTE (B) ; AAS FDD (DG) ; Sectorizar (EFHI) | 3 | 2 | 0 | 0 | 1 | 1 |  | 7 | 12 |  | 1 | 0 | 0 | 0 | 0 | 2 | 0 | 3 | Mod. 850 (1-2-3) ; Exp. LTE (B) ; AAS FDD (DG) ; Sectorizar (EFHI) | DEFGHI | B(1-2-3) | 1 | 1 | 1 | Baseband 6631 | Baseband 6651 | [12 empty] | INST : Mod. 850 / LTE 700 / Sectorize AWS&1900 / AAS FDD AWS&1900 / |  | MIC BO 3YPlan 2023_2BB_7R_3A | 3 | 1xBaseband 6631, 1xBaseband 6651, 3xRadio 2219 B5, 2xRadio 4415 B2/25, 1xRadio 4478 B12A, 1xRadio AAS B25/B66, |  | 1xAntenna 2pL, 2xTwin Beam Antenna, | [25 empty] | 70 | 7 |  | 59 | [81 empty] | 1xBaseband 6631, 1xBaseband 6651, 3xRadio 2219 B5, 2xRadio 4415 B2/25, 1xRadio 4478 B12A, 1xRadio AAS B25/B66, 1xAntenna 2pL, 2xTwin Beam Antenna,
323 | RO 2021 - LTE Capacity H1_119 Sitios / LTE RO 2019 Capacity H2 | 0 | Proyecto Millicom Bolivia 3YPlan 2023 | MGR | Moragrande | In Services | -17.8363 | -63.196 | Urban | Santa Cruz de la Sierra | Andres Ibanez | Santa Cruz | 40 | Selfsupported | PBC6200 | - | 3 | 3 | 0 | 0 | 3 | 1 | 1 | 0 | 11 |  | 1 DUG 20 01-1 DUW3101-1 DUS 31 02 | 3 RRUS12B5 G | 3 | 1 DUG 20 01 | 1 | RBS 6601 | 3 RRUS01B5 W | 3 | 1 DUW3101 | 1 | RBS 6601 | N/A | 0 | N/A | 0 | N/A | 3 RRUS 11 B12 | 3 | 1 DUS 31 02 | 1 | RBS 6601 | 1 RRUS11B4 | 1 | 0 DUS 31 02 | 0 | RBS 6601 | 1 R 4415 B2/B25 | 1 | 0 DUS 3102 | 0 | RBS 6601 | 0 | 0 | 0 | 0 | 0 | 11 |  |  |  | 2024 | GWL |  |  | -Mod. 850 (1-3) ; Exp. LTE (H) ; AAS FDD (FI) ; Sectorizar (DG) | 2 | 2 | 0 | 0 | 0 | 1 |  | 5 | 11 |  | 0 | 0 | 1 | 0 | 0 | 1 | 0 | 2 | Mod. 850 (1-3) ; Exp. LTE (H) ; AAS FDD (FI) ; Sectorizar (DG) | ABCDEFI | GH(1-3) | 2 | 1 | 1 | Baseband 6631 | Baseband 6651 | [12 empty] | INST : Mod. 850 / LTE 1900 / Sectorize AWS&1900 / AAS FDD AWS&1900 / |  | MIC BO 3YPlan 2023_2BB_5R_2A | 8 | 1xBaseband 6631, 1xBaseband 6651, 2xRadio 2219 B5, 2xRadio 4415 B2/25, 1xRadio AAS B25/B66, |  | 1xAntenna 4pH, 1xTwin Beam Antenna, | [25 empty] | 70 | 5 |  | 59 | [81 empty] | 1xBaseband 6631, 1xBaseband 6651, 2xRadio 2219 B5, 2xRadio 4415 B2/25, 1xRadio AAS B25/B66, 1xAntenna 4pH, 1xTwin Beam Antenna,
324 | / LTE RO 2020 Capacity H1 - 1900Mhz/High Load Cells_Only F1 | 0 | Proyecto Millicom Bolivia 3YPlan 2023 | SGZ | Saragoza | In Services | -17.7112 | -63.061 | Urban | Santa Cruz de la Sierra | Andres Ibanez | Santa Cruz | 25 | Selfsupported | Enclosure 6150 | - | 0 | 3 | 0 | 0 | 3 | 2 | 3 | 0 | 11 |  | 1 BB 6630 WL | N/A | 0 | N/A | 0 | N/A | 3 R 2219 B5 W | 3 | 1 BB 6630 WL | 1 | RBS 6630 | N/A | 0 | N/A | 0 | N/A | 3 RRUS 11 B12 | 3 | 0 BB 6630 WL | 0 | RBS 6630 | 2 R4415B66A L | 2 | 0 BB 6630 WL | 0 | RBS 6630 | 3 R 2217B2 | 3 | 0 BB 6630 WL | 0 | RBS 6630 | 0 | 0 | 0 | 0 | 0 | 11 |  |  |  | 2024 | WL |  |  | -Mod. 850 (2-3) ; Exp. LTE (D) ; MIMO4 LTE (G) ; Sectorizar (EFHI) | 0 | 2 | 0 | 1 | 0 | 0 |  | 3 | 11 |  | 0 | 0 | 1 | 0 | 0 | 2 | 0 | 3 | Mod. 850 (2-3) ; Exp. LTE (D) ; MIMO4 LTE (G) ; Sectorizar (EFHI) | ABCEFGHI | D(2-3) | 1 | 0 | 0 | [14 empty] | INST : Mod. 850 / LTE AWS / Sectorize AWS&1900 / |  | MIC BO 3YPlan 2023_3R_3A | 27 | 2xRadio 4415 B2/25, 1xRadio 4499 44B2/25 44B66A, |  | 1xAntenna 4pH, 2xTwin Beam Antenna, | [25 empty] | 50 | 3 |  | 42 | [81 empty] | 2xRadio 4415 B2/25, 1xRadio 4499 44B2/25 44B66A, 1xAntenna 4pH, 2xTwin Beam Antenna,
325 | / LTE RO 2020 Capacity H2 - 1900Mhz | 0 | Proyecto Millicom Bolivia 3YPlan 2023 | CBN | CBN | In Services | -17.8852 | -63.2866 | Urban | La Guardia | Andres Ibanez | Santa Cruz | 40 | Selfsupported | PU6210 | - | 3 | 3 | 0 | 3 | 3 | 3 | 0 | 0 | 15 |  | 1 DUG 20 01-1 DUW 31 01-1 DUW 31 01-1 DUS 31 02 | 3 RRU 01 B5 | 3 | 1 DUG 20 01 | 1 | RBS 6601_SHARE | 3 RRU 01 B5 | 3 | 1 DUW 31 01 | 1 | RBS 6601_SHARE | 3 RRUS 01 B2 W | 3 | 1 DUW 31 01 | 1 | RBS 6601_SHARE | 3 RRUS 11 B12 | 3 | 1 DUS 31 02 | 1 | RBS 6101 | 3 RRUS 32 B4 | 3 | 0 DUS 31 02 | 0 | RBS6601_SHARE | N/A | 0 | N/A | 0 | N/A | 0 | 0 | 0 | 0 | 0 | 15 |  |  |  | 2024 | GWL |  |  | -Mod. 850 (1-2) ; Exp. LTE (HI) ; Sectorizar (DG) | 2 | 2 | 0 | 0 | 0 | 0 |  | 4 | 15 |  | 0 | 0 | 2 | 0 | 0 | 1 | 0 | 3 | Mod. 850 (1-2) ; Exp. LTE (HI) ; Sectorizar (DG) | ABCDEFG | HI(1-2) | 1 | 1 | 0 | Baseband 6631 | [13 empty] | INST : Mod. 850 / LTE 1900 / Sectorize AWS&1900 / |  | MIC BO 3YPlan 2023_1BB_4R_3A | 12 | 1xBaseband 6631, 2xRadio 2219 B5, 2xRadio 4415 B2/25, |  | 2xAntenna 4pH, 1xTwin Beam Antenna, | [25 empty] | 70 | 4 |  | 59 | [81 empty] | 1xBaseband 6631, 2xRadio 2219 B5, 2xRadio 4415 B2/25, 2xAntenna 4pH, 1xTwin Beam Antenna,
326 | / LTE RO 2020 Capacity H1 - AWS / LTE RO 2020 Capacity H2 - 1900Mhz | 0 | Proyecto Millicom Bolivia 3YPlan 2023 | FRA | Zona Franca | In Services | -17.5756 | -63.1588 | Urban | Warnes | Warnes | Santa Cruz | 60 | Selfsupported | RBS6101 | E6150 | 0 | 0 | 3 | 3 | 3 | 3 | 0 | 0 | 12 |  | 1 DUG 20 01-1 BB 6630 WL | 3 RRUS 12B5 GW | 3 | 1 DUG 20 01 | 1 | RBS 6101 | 0 RRUS 12B5 GW | 0 | 1 BB 6630 WL | 1 | RBS 6630 | 3 RRUS 01 B2 W | 3 | 0 BB 6630 WL | 0 | RBS 6630 | 3 RRUS 11 B12 | 3 | 0 BB 6630 WL | 0 | RBS 6630 | 3 R4415B66A | 3 | 0 BB 6630 WL | 0 | RBS 6630 | N/A | 0 | N/A | 0 | N/A | 0 | 0 | 0 | 0 | 0 | 12 |  |  |  | 2024 | GWL |  |  | -Mod. 850 (1-2-3) ; Sectorizar (DFGI) | 3 | 2 | 0 | 0 | 0 | 0 |  | 5 | 12 |  | 0 | 0 | 0 | 0 | 0 | 2 | 0 | 2 | Mod. 850 (1-2-3) ; Sectorizar (DFGI) | ABCDEFH | GI(1-2-3) | 2 | 0 | 0 | [14 empty] | INST : Mod. 850 / Sectorize AWS&1900 / |  | MIC BO 3YPlan 2023_5R_2A | 1 | 3xRadio 2219 B5, 2xRadio 4415 B2/25, |  | 2xTwin Beam Antenna, | [25 empty] | 100 | 5 |  | 81 | [81 empty] | 3xRadio 2219 B5, 2xRadio 4415 B2/25, 2xTwin Beam Antenna,
327 | 0 | RO 2022 Capacity H2 | Proyecto Millicom Bolivia 3YPlan 2023 | CSE | Calle Seoane | In Services | -17.7799 | -63.1825 | Urban | Santa Cruz de la Sierra | Andres Ibanez | Santa Cruz | 6 | Monopolo | RBS6101 | - | 0 | 3 | 0 | 0 | 0 | 3 | 3 | 0 | 9 |  | 1 DUW 31 01-1 BB 5212 L | N/A | 0 | N/A | 0 | N/A | 3 RRUS 01B5 W | 3 | 1 DUW 31 01 | 1 | RBS 6101 | N/A | 0 | N/A | 0 | N/A | N/A | 0 | N/A | 0 | N/A | 3 R 4415B66A | 3 | 1 BB 5212 L | 1 | RBS 6101 | 3 R 4415 B2 B25 | 3 | 0 BB 5212 L | 0 | RBS 6101 | 0 | 0 | 0 | 0 | 0 | 9 |  |  |  | 2024 | WL |  |  | -Mod. 850 (1-2-3) ; Exp. LTE (AC) ; MIMO4 LTE (I) ; AAS FDD (EH) ; Sectorizar (DG) | 3 | 0 | 0 | 0 | 1 | 1 |  | 5 | 9 |  | 0 | 0 | 0 | 2 | 0 | 1 | 0 | 3 | Mod. 850 (1-2-3) ; Exp. LTE (AC) ; MIMO4 LTE (I) ; AAS FDD (EH) ; Sectorizar (DG) | DEFGHI | AC(1-2-3) | 1 | 1 | 1 | Baseband 6631 | Baseband 6651 | [12 empty] | INST : Mod. 850 / LTE 700 / Sectorize AWS&1900 / AAS FDD AWS&1900 / |  | MIC BO 3YPlan 2023_2BB_5R_3A | 3 | 1xBaseband 6631, 1xBaseband 6651, 3xRadio 2219 B5, 1xRadio 4478 B12A, 1xRadio AAS B25/B66, |  | 2xAntenna 4pL, 1xTwin Beam Antenna, | [25 empty] | 30 | 5 |  | 21 | [81 empty] | 1xBaseband 6631, 1xBaseband 6651, 3xRadio 2219 B5, 1xRadio 4478 B12A, 1xRadio AAS B25/B66, 2xAntenna 4pL, 1xTwin Beam Antenna,
328 | 0 | 0 | Proyecto Millicom Bolivia 3YPlan 2023 | R21 | Radial 21 | In Services | -17.7785 | -63.2158 | Urban | Santa Cruz de la Sierra | Andres Ibanez | Santa Cruz | 25 | Selfsupported | RBS6101 | - | 3 | 3 | 0 | 0 | 0 | 3 | 1 | 0 | 10 |  | 1 DUG 20 01-1 DUW 31 01-1 BB 6630 L | 3 RRUS 01 B5 | 3 | 1 DUG 20 01 | 1 | RBS6601_SHARE | 3 RRUS 01 B5 | 3 | 1 DUW 31 01 | 1 | RBS6601 | N/A | 0 | N/A | 0 | N/A | N/A | 0 | N/A | 0 | N/A | 3 RRUS 32 B4 | 3 | 1 BB 6630 L | 1 | RBS6630 | 1 R 4415 B2/B25 | 1 | 0 BB 6630 L | 0 | RBS 6630 | 0 | 0 | 0 | 0 | 0 | 10 |  |  |  | 2024 | GWL |  |  | -Mod. 850 (3) ; Exp. LTE (GH) ; AAS FDD (FI) ; | 1 | 2 | 0 | 0 | 0 | 1 |  | 4 | 10 |  | 0 | 0 | 2 | 0 | 0 | 0 | 0 | 2 | Mod. 850 (3) ; Exp. LTE (GH) ; AAS FDD (FI) ; | DEFI | GH(3) | 2 | 0 | 1 |  | Baseband 6651 | [12 empty] | INST : Mod. 850 / LTE 1900 / AAS FDD AWS&1900 / |  | MIC BO 3YPlan 2023_1BB_4R_2A | 11 | 1xBaseband 6651, 1xRadio 2219 B5, 2xRadio 4415 B2/25, 1xRadio AAS B25/B66, |  | 2xAntenna 4pH, | [25 empty] | 50 | 4 |  | 42 | [81 empty] | 1xBaseband 6651, 1xRadio 2219 B5, 2xRadio 4415 B2/25, 1xRadio AAS B25/B66, 2xAntenna 4pH,
329 | / LTE RO 2020 Capacity H2 - 1900Mhz | 0 | Proyecto Millicom Bolivia 3YPlan 2023 | RIB | Riberalta | In Services | -11.0091 | -66.0622 | Rural | Riberalta | Vaca Diez | Beni | 72 | Guyed | PBC6200 | - | 3 | 3 | 0 | 0 | 3 | 3 | 3 | 0 | 15 |  | 1 BB 6630 GL-1 DUW 31 01 | 3 RRUS 12 B5 G | 3 | 1 BB 6630 GL | 1 | RBS 6630 | 3 RRUS 01 B5 W | 3 | 1 DUW 31 01 | 1 | RBS 6601 | N/A | 0 | N/A | 0 | N/A | 3 RRUS 11 B12 | 3 | 0 BB 6630 GL | 0 | RBS 6630 | 3 RRU 11 B4 | 3 | 0 BB 6630 GL | 0 | RBS 6630 | 3 R 4415 B2/B25 | 3 | 0 BB 6630 GL | 0 | RBS 6630 | 0 | 0 | 0 | 0 | 0 | 15 |  |  |  | 2024 | GWL |  |  | -Mod. 850 (1-2) ; MIMO4 LTE (F) ; Sectorizar (DEGH) | 2 | 0 | 3 | 0 | 0 | 0 |  | 5 | 15 |  | 0 | 0 | 1 | 0 | 0 | 2 | 0 | 3 | Mod. 850 (1-2) ; MIMO4 LTE (F) ; Sectorizar (DEGH) | ABCDEFGHI | (1-2) | 2 | 0 | 0 | [14 empty] | INST : Mod. 850 / Sectorize AWS&1900 / |  | MIC BO 3YPlan 2023_5R_3A | 3 | 2xRadio 2219 B5, 3xRadio 4415 B66A, |  | 1xAntenna 4pH, 2xTwin Beam Antenna, | [25 empty] | 100 | 5 |  | 95 | [81 empty] | 2xRadio 2219 B5, 3xRadio 4415 B66A, 1xAntenna 4pH, 2xTwin Beam Antenna,
330 | Swap Oruro & Potosí 2021 | 0 | Proyecto Millicom Bolivia 3YPlan 2023 | ULA | Urb. La Aurora | In Services | -17.911 | -67.1268 | 0 | - | - | Oruro | 40 | Selfsupported | Enclosure 6150 | 0 | 0 | 0 | 3 | 0 | 2 | 0 | 2 | 1 | 8 |  | 1 BB 6630 GW-1 BB 6630 L | 3 R 2219 B5 | 3 | 1 BB 6630 GW | 1 | RBS 6630 | 0 2219 B5 | 0 | 0 BB 6630 GW | 2 | RBS 6630 | N/A | 0 | N/A | 2 | N/A | 2 R 4449 B5 B12A | 2 | 1 BB 6630 L | 1 | RBS 6630 | N/A | 0 | N/A | 0 | N/A | 2 R 4499 B2B25B66A | 2 | 0 BB 6630 L | 0 | N/A | 1 R 4499 B2B25B66A | 1 | 0 BB 6630 L | 0 | RBS 6630 | 8 |  |  |  | 2024 | GWL |  |  | -Mod. 850 (1-2) ; Exp. LTE (F) ; AAS FDD (EH) ; Sectorizar (DG) | 0 | 0 | 0 | 0 | 0 | 1 |  | 1 | 8 |  | 0 | 0 | 0 | 0 | 0 | 1 | 0 | 1 | Mod. 850 (1-2) ; Exp. LTE (F) ; AAS FDD (EH) ; Sectorizar (DG) | ABCEGHI | DF(1-2) | 1 | 0 | 1 |  | Baseband 6651 | [12 empty] | INST : Mod. 850 / LTE AWS / Sectorize AWS&1900 / AAS FDD AWS&1900 / |  | MIC BO 3YPlan 2023_1BB_1R_1A | 18 | 1xBaseband 6651, 1xRadio AAS B25/B66, |  | 1xTwin Beam Antenna, | [25 empty] | 70 | 1 |  | 59 | [81 empty] | 1xBaseband 6651, 1xRadio AAS B25/B66, 1xTwin Beam Antenna,
331 | RO 2021 - LTE Capacity H2/0 | 0 | Proyecto Millicom Bolivia 3YPlan 2023 | MCR | Montero Centro | In Services | -17.3428 | -63.2556 | Urban | Montero | Obispo Santisteban | Santa Cruz | 8 | Monopolo | RBS6101 | - | 3 | 3 | 0 | 0 | 0 | 3 | 3 | 0 | 12 |  | 1 DUG 20 01-1 DUW 31 01-1 BB 6630 L | 3 RRUS 01 B5 | 3 | 1 DUG 20 01 | 1 | RBS6601_SHARE | 3 RRUS 01 B5 | 3 | 1 DUW 31 01 | 1 | RBS6601 | N/A | 0 | N/A | 0 | N/A | N/A | 0 | N/A | 0 | N/A | 3 RRUS 11 B4 | 3 | 1 BB 6630 L | 1 | RBS6630 | 3 R 4415 B2/B25 | 3 | 0 BB 6630 L | 0 | RBS6630 | 0 | 0 | 0 | 0 | 0 | 12 |  |  |  | 2024 | GWL |  |  | -Mod. 850 (1-2-3) ; Exp. LTE (A) ; MIMO4 LTE (D) ; Sectorizar (EFHI) | 3 | 0 | 3 | 0 | 1 | 0 |  | 7 | 12 |  | 0 | 0 | 0 | 0 | 1 | 2 | 0 | 3 | Mod. 850 (1-2-3) ; Exp. LTE (A) ; MIMO4 LTE (D) ; Sectorizar (EFHI) | DEFGHI | A(1-2-3) | 1 | 0 | 0 | [14 empty] | INST : Mod. 850 / LTE 700 / Sectorize AWS&1900 / |  | MIC BO 3YPlan 2023_7R_3A | 1 | 3xRadio 2219 B5, 3xRadio 4415 B66A, 1xRadio 4478 B12A, |  | 1xAntenna 4pL4pH , 2xTwin Beam Antenna, | [25 empty] | 30 | 7 |  | 23 | [81 empty] | 3xRadio 2219 B5, 3xRadio 4415 B66A, 1xRadio 4478 B12A, 1xAntenna 4pL4pH , 2xTwin Beam Antenna,
332 | / LTE RO 2020 Capacity H2 - 1900Mhz | 0 | Proyecto Millicom Bolivia 3YPlan 2023 | TER2 | El Terrado II | In Services | -17.8144 | -63.092 | Urban | Santa Cruz de la Sierra | Andres Ibanez | Santa Cruz | 40 | Selfsupported | PBC6200 | - | 3 | 3 | 0 | 0 | 3 | 3 | 0 | 0 | 12 |  | 1 DUG 20 01-1 DUW 31 01-1 BB 6630 L | 3 RRUS 12 B5 G | 3 | 1 DUG 20 01 | 1 | RBS 6601_SHARE | 3 RRUS 01 B5 W | 3 | 1 DUW 31 01 | 1 | RBS 6601_SHARE | N/A | 0 | N/A | 0 | N/A | 3 RRUS 11 B12 | 3 | 0 BB 6630 L | 0 | RBS6630 | 2 RRUS 32 B4 ; 1 RRUS 11 B4 | 3 | 1 BB 6630 L | 1 | RBS6630 | 1 R 4415 B2/B25 | 0 | N/A | 0 | N/A | 0 | 0 | 0 | 0 | 0 | 12 |  |  |  | 2024 | GWL |  |  | -Mod. 850 (1-2) ; MIMO4 LTE (F) ; AAS FDD (DG) ; | 2 | 0 | 1 | 0 | 0 | 1 |  | 4 | 12 |  | 0 | 0 | 1 | 0 | 0 | 0 | 0 | 1 | Mod. 850 (1-2) ; MIMO4 LTE (F) ; AAS FDD (DG) ; | ABCDEFGH | (1-2) | 1 | 0 | 1 |  | Baseband 6651 | [12 empty] | INST : Mod. 850 / AAS FDD AWS&1900 / |  | MIC BO 3YPlan 2023_1BB_4R_1A | 4 | 1xBaseband 6651, 2xRadio 2219 B5, 1xRadio 4415 B66A, 1xRadio AAS B25/B66, |  | 1xAntenna 4pH, | [25 empty] | 70 | 4 |  | 59 | [81 empty] | 1xBaseband 6651, 2xRadio 2219 B5, 1xRadio 4415 B66A, 1xRadio AAS B25/B66, 1xAntenna 4pH,
333 | / LTE Coverage Co-Located H1 2020 | 0 | Proyecto Millicom Bolivia 3YPlan 2023 | SFY | Santa Fe de Yapacani | In Services | -17.3957 | -63.8256 | Rural | San Carlos | Ichilo | Santa Cruz | 40 | Selfsupported | PBC6200 | - | 3 | 3 | 0 | 0 | 3 | 1 | 0 | 0 | 10 |  | 1 DUG 20 01-1 BB 6630 WL | 3 RRU 12 B5 | 3 | 1 DUG 20 01 | 1 | RBS 6601 | 3 RRU 01 B5 | 3 | 1 BB 6630 WL | 1 | RBS 6630 | N/A | 0 | N/A | 0 | N/A | 3 R4449B5+B12 | 3 | 0 BB 6630 WL | 0 | RBS 6630 | 1 RRU 11 B4 | 1 | 0 BB6630 WL | 0 | RBS 6630 | N/A | 0 | N/A | 0 | N/A | 0 | 0 | 0 | 0 | 0 | 10 |  |  |  | 2024 | GWL |  |  | -Mod. 850 (1) ; Exp. LTE (EF) ; Sectorizar (DG) | 1 | 0 | 2 | 1 | 0 | 0 |  | 4 | 10 |  | 0 | 0 | 2 | 0 | 0 | 1 | 0 | 3 | Mod. 850 (1) ; Exp. LTE (EF) ; Sectorizar (DG) | ABCD | GEF(1) | 2 | 0 | 0 | [14 empty] | INST : Mod. 850 / LTE AWS / Sectorize AWS&1900 / |  | MIC BO 3YPlan 2023_4R_3A | 10 | 1xRadio 2219 B5, 2xRadio 4415 B66A, 1xRadio 4499 44B2/25 44B66A, |  | 2xAntenna 4pH, 1xTwin Beam Antenna, | [25 empty] | 70 | 4 |  | 59 | [81 empty] | 1xRadio 2219 B5, 2xRadio 4415 B66A, 1xRadio 4499 44B2/25 44B66A, 2xAntenna 4pH, 1xTwin Beam Antenna,
334 | / LTE RO 2020 Capacity H1 - 1900Mhz | 0 | Proyecto Millicom Bolivia 3YPlan 2023 | SEV | Sevilla II | In Services | -17.8199 | -63.171 | Urban | Santa Cruz de la Sierra | Andres Ibanez | Santa Cruz | 25 | Selfsupported | PBC6200 | - | 3 | 3 | 0 | 0 | 0 | 3 | 3 | 0 | 12 |  | 1 DUG 20 01-1 DUW 31 01-1 DUS 31 01 | 3 RRU 12 B5 | 3 | 1 DUG 20 01 | 1 | RBS 6601_SHARE | 3 RRU 01 B5 | 3 | 1 DUW 31 01 | 1 | RBS6601 | N/A | 0 | N/A | 0 | N/A | N/A | 0 | N/A | 0 | RBS 6601_SHARE | 3 RRUS 32 B4 | 3 | 1 DUS 31 01 | 1 | RBS6601_SHARE | 3 R 2217B2 | 3 | 0 DUS 31 01 | 0 | RBS 6601_SHARE | 0 | 0 | 0 | 0 | 0 | 12 |  |  |  | 2024 | GWL |  |  | -Mod. 850 (1-2-3) ; Exp. LTE (AB) ; Sectorizar (DEFGHI) | 3 | 3 | 0 | 0 | 1 | 0 |  | 7 | 12 |  | 2 | 0 | 0 | 0 | 0 | 3 | 0 | 5 | Mod. 850 (1-2-3) ; Exp. LTE (AB) ; Sectorizar (DEFGHI) | DEFGHI | AB(1-2-3) | 1 | 1 | 0 | Baseband 6631 | [13 empty] | INST : Mod. 850 / LTE 700 / Sectorize AWS&1900 / |  | MIC BO 3YPlan 2023_1BB_7R_5A | 2 | 1xBaseband 6631, 3xRadio 2219 B5, 3xRadio 4415 B2/25, 1xRadio 4478 B12A, |  | 2xAntenna 2pL, 3xTwin Beam Antenna, | [25 empty] | 50 | 7 |  | 42 | [81 empty] | 1xBaseband 6631, 3xRadio 2219 B5, 3xRadio 4415 B2/25, 1xRadio 4478 B12A, 2xAntenna 2pL, 3xTwin Beam Antenna,
335 | RO 2021 - LTE Capacity H2/ / High Load Cells_Only F1 | 0 | Proyecto Millicom Bolivia 3YPlan 2023 | VIR | Viru Viru | In Services | -17.6607 | -63.1585 | Urban | Warnes | Warnes | Santa Cruz | 25 | Selfsupported | PBC6200 | - | 3 | 3 | 0 | 0 | 3 | 3 | 1 | 0 | 13 |  | 1 DUG 20 01-1 DUW3101-1 BB 6330 L | 3 RRUS 12 B5 G | 3 | 1 DUG 20 01 | 1 | RBS 6601 | 3 RRUS01B5 W | 3 | 1 DUW3101 | 1 | RBS 6601 | N/A | 0 | N/A | 0 | N/A | 3 RRUS 11 B12 | 3 | 0 BB 6330 L | 0 | RBS 6630 | 2 R4415B66A ; 1 RRUS 32 B4 | 3 | 1 BB 6330 L | 1 | RBS 6630 | 1 R 4415 B2/B25 | 1 | 0 BB 6330 L | 0 | RBS 6630 | 0 | 0 | 0 | 0 | 0 | 13 |  |  |  | 2024 | GWL |  |  | -Mod. 850 (2-3) ; Exp. LTE (G) ; Sectorizar (EFHI) | 2 | 2 | 0 | 0 | 0 | 0 |  | 4 | 13 |  | 0 | 0 | 1 | 0 | 0 | 2 | 0 | 3 | Mod. 850 (2-3) ; Exp. LTE (G) ; Sectorizar (EFHI) | ABCDEFI | HG(2-3) | 1 | 0 | 0 | [14 empty] | INST : Mod. 850 / LTE 1900 / Sectorize AWS&1900 / |  | MIC BO 3YPlan 2023_4R_3A | 10 | 2xRadio 2219 B5, 2xRadio 4415 B2/25, |  | 1xAntenna 4pH, 2xTwin Beam Antenna, | [25 empty] | 50 | 4 |  | 42 | [81 empty] | 2xRadio 2219 B5, 2xRadio 4415 B2/25, 1xAntenna 4pH, 2xTwin Beam Antenna,
336 | / LTE RO 2020 Capacity H2 - 1900Mhz | 0 | Proyecto Millicom Bolivia 3YPlan 2023 | TOU | Edif. Santa Cruz Tours | In Services | -17.7854 | -63.1816 | Urban | Santa Cruz de la Sierra | Andres Ibanez | Santa Cruz | 6 | Monopolo | RBS6101 | - | 3 | 3 | 0 | 3 | 0 | 3 | 0 | 0 | 12 |  | 1 DUG 20 01-1 DUW 31 01-1 DUW 31 01-1 DUS 31 02 | 3 RRU 01 B5 | 3 | 1 DUG 20 01 | 1 | RBS 6601 | 3 RRU 01 B5 | 3 | 1 DUW 31 01 | 1 | RBS 6601_SHARE | 3 RRUS 01 B2 W | 3 | 1 DUW 31 01 | 1 | RBS 6601_SHARE | N/A | 0 | N/A | 0 | N/A | 3 RRU 11 B4 | 3 | 1 DUS 31 02 | 1 | RBS6601_SHARE | N/A | 0 | N/A | 0 | N/A | 0 | 0 | 0 | 0 | 0 | 12 |  |  |  | 2024 | GWL |  |  | -Mod. 850 (2-3) ; Exp. LTE (CG) ; MIMO4 LTE (DF) ; AAS FDD (EH) ; | 2 | 0 | 1 | 1 | 1 | 1 |  | 6 | 12 |  | 0 | 0 | 1 | 0 | 1 | 0 | 0 | 2 | Mod. 850 (2-3) ; Exp. LTE (CG) ; MIMO4 LTE (DF) ; AAS FDD (EH) ; | DEFHI | CG(2-3) | 2 | 1 | 1 | Baseband 6631 | Baseband 6651 | [12 empty] | INST : Mod. 850 / LTE 700 / LTE 1900 / AAS FDD AWS&1900 / |  | MIC BO 3YPlan 2023_2BB_6R_2A | 18 | 1xBaseband 6631, 1xBaseband 6651, 2xRadio 2219 B5, 1xRadio 4415 B66A, 1xRadio 4499 44B2/25 44B66A, 1xRadio 4478 B12A, 1xRadio AAS B25/B66, |  | 1xAntenna 4pH, 1xAntenna 4pL4pH , | [25 empty] | 30 | 6 |  | 21 | [81 empty] | 1xBaseband 6631, 1xBaseband 6651, 2xRadio 2219 B5, 1xRadio 4415 B66A, 1xRadio 4499 44B2/25 44B66A, 1xRadio 4478 B12A, 1xRadio AAS B25/B66, 1xAntenna 4pH, 1xAntenna 4pL4pH ,
337 | 0 | 0 | Proyecto Millicom Bolivia 3YPlan 2023 | MTO | Martona | In Services | -17.3438 | -63.2378 | Urban | Montero | Obispo Santisteban | Santa Cruz | 40 | Selfsupported | PBC6200 | - | 3 | 3 | 0 | 0 | 0 | 3 | 3 | 0 | 12 |  | 1 DUG 20 01-1 DUW 41 01-1 DUS 31 01 | 3 RRUS 12 B5 | 3 | 1 DUG 20 01 | 1 | RBS 6601 | 3 RRUS 01 B5 | 3 | 1 DUW 41 01 | 1 | RBS 6601 | N/A | 0 | N/A | 0 | N/A | N/A | 0 | N/A | 0 | N/A | 3 RRUS 32 B4 | 3 | 1 DUS 31 01 | 1 | RBS 6601 | 3 R 2217B2 | 3 | 0 DUS 3101 | 0 | RBS 6601 | 0 | 0 | 0 | 0 | 0 | 12 |  |  |  | 2024 | GWL |  |  | -Mod. 850 (1-2-3) ; AAS FDD (DEGH) ; Sectorizar (FI) | 3 | 1 | 0 | 0 | 0 | 2 |  | 6 | 12 |  | 0 | 0 | 0 | 0 | 0 | 1 | 0 | 1 | Mod. 850 (1-2-3) ; AAS FDD (DEGH) ; Sectorizar (FI) | DEFGHI | (1-2-3) | 8 | 1 | 2 | Baseband 6631 | Baseband 6651 | [12 empty] | INST : Mod. 850 / Sectorize AWS&1900 / AAS FDD AWS&1900 / |  | MIC BO 3YPlan 2023_3BB_6R_1A | 20 | 1xBaseband 6631, 2xBaseband 6651, 3xRadio 2219 B5, 1xRadio 4415 B2/25, 2xRadio AAS B25/B66, |  | 1xTwin Beam Antenna, | [25 empty] | 70 | 6 |  | 59 | [81 empty] | 1xBaseband 6631, 2xBaseband 6651, 3xRadio 2219 B5, 1xRadio 4415 B2/25, 2xRadio AAS B25/B66, 1xTwin Beam Antenna,
338 | 0 | 0 | Proyecto Millicom Bolivia 3YPlan 2023 | POL | Trompillo Polanco | In Services | -17.8033 | -63.1648 | Urban | Santa Cruz de la Sierra | Andres Ibanez | Santa Cruz | 60 | Selfsupported | RBS6101 | - | 3 | 3 | 0 | 0 | 3 | 3 | 0 | 0 | 12 |  | 1 DUG 20 01-1 DUW3101-1 DUS 31 01 | 3 RRU 01 B5 | 3 | 1 DUG 20 01 | 1 | RBS 6101 | 3 RRUS01B5 W | 3 | 1 DUW3101 | 1 | RBS 6101 | N/A | 0 | N/A | 0 | N/A | 3 RRUS 11 B12 | 3 | 1 DUS 31 01 | 1 | RBS6101 | 3 RRU 11 B4 | 3 | 0 DUS 31 02 | 0 | RBS6101 | N/A | 0 | N/A | 0 | N/A | 0 | 0 | 0 | 0 | 0 | 12 |  |  |  | 2024 | GWL |  |  | -Mod. 850 (1-2-3) ; Sectorizar (DEFGHI) | 3 | 0 | 0 | 3 | 0 | 0 |  | 6 | 12 |  | 0 | 0 | 0 | 0 | 0 | 3 | 0 | 3 | Mod. 850 (1-2-3) ; Sectorizar (DEFGHI) | ABCDEF | GHI(1-2-3) | 12 | 1 | 0 | Baseband 6631 | [13 empty] | INST : Mod. 850 / Sectorize AWS&1900 / |  | MIC BO 3YPlan 2023_1BB_6R_3A | 20 | 1xBaseband 6631, 3xRadio 2219 B5, 3xRadio 4499 44B2/25 44B66A, |  | 3xTwin Beam Antenna, | [25 empty] | 100 | 6 |  | 81 | [81 empty] | 1xBaseband 6631, 3xRadio 2219 B5, 3xRadio 4499 44B2/25 44B66A, 3xTwin Beam Antenna,
339 | / LTE RO 2020 Capacity H2 - 1900Mhz | 0 | Proyecto Millicom Bolivia 3YPlan 2023 | NRM | Normandia | In Services | -17.8537 | -63.0921 | Urban | Santa Cruz de la Sierra | Andres Ibanez | Santa Cruz | 60 | Selfsupported | PBC6200 | - | 3 | 3 | 0 | 3 | 0 | 3 | 0 | 0 | 12 |  | 1 DUG 20 01-1 DUW 31 01-1 DUW 31 01-1 BB 5216 L | 3 RRUS 01 B5 G | 3 | 1 DUG 20 01 | 1 | RBS 6601 | 3 RRU 01 B5 W | 3 | 1 DUW 31 01 | 1 | RBS6601_SHARE | 3 RRUS 01 B2 W | 3 | 1 DUW 31 01 | 1 | RBS6601_SHARE | N/A | 0 | N/A | 0 | N/A | 3 Radio 4415B66A | 3 | 1 BB 5216 L | 1 | RBS 6601 | N/A | 0 | N/A | 0 | N/A | 0 | 0 | 0 | 0 | 0 | 12 |  |  |  | 2024 | GWL |  |  | -Mod. 850 (1-2-3) ; Exp. LTE (AC) ; AAS FDD (EH) ; Sectorizar (DFGI) | 3 | 0 | 0 | 0 | 1 | 1 |  | 5 | 12 |  | 2 | 0 | 0 | 0 | 0 | 2 | 0 | 4 | Mod. 850 (1-2-3) ; Exp. LTE (AC) ; AAS FDD (EH) ; Sectorizar (DFGI) | DEFGHI | AC(1-2-3) | 1 | 1 | 1 | Baseband 6631 | Baseband 6651 | [12 empty] | INST : Mod. 850 / LTE 700 / Sectorize AWS&1900 / AAS FDD AWS&1900 / |  | MIC BO 3YPlan 2023_2BB_5R_4A | 1 | 1xBaseband 6631, 1xBaseband 6651, 3xRadio 2219 B5, 1xRadio 4478 B12A, 1xRadio AAS B25/B66, |  | 2xAntenna 2pL, 2xTwin Beam Antenna, | [25 empty] | 100 | 5 |  | 81 | [81 empty] | 1xBaseband 6631, 1xBaseband 6651, 3xRadio 2219 B5, 1xRadio 4478 B12A, 1xRadio AAS B25/B66, 2xAntenna 2pL, 2xTwin Beam Antenna,
340 | 0 | RO 2022 Capacity H2 | Proyecto Millicom Bolivia 3YPlan 2023 | LCT | La Chonta | In Services | -17.7028 | -63.1609 | Urban | Santa Cruz de la Sierra | Andres Ibanez | Santa Cruz | 40 | Selfsupported | PBC6200 | - | 3 | 3 | 0 | 0 | 0 | 3 | 2 | 0 | 11 |  | 1 DUG 20 01-1 DUW 31 01-1 BB 5212 L | 3 RRUS 12 B5 | 3 | 1 DUG 20 01 | 1 | RBS 6601_SHARE | 3 RRU 01 B5 | 3 | 1 DUW 31 01 | 1 | RBS 6601 | N/A | 0 | N/A | 0 | N/A | N/A | 0 | N/A | 0 | N/A | 3 RRUS 32 B4 | 3 | 1 BB 5212 L | 1 | RBS6601_SHARE | 2 R 4415 B2 B25 | 2 | 0 BB 5212 L | 0 | RBS 6601_SHARE | 0 | 0 | 0 | 0 | 0 | 11 |  |  |  | 2024 | GWL |  |  | -Mod. 850 (1-2-3) ; Exp. LTE (H) ; Sectorizar (DFGI) | 3 | 1 | 0 | 0 | 0 | 0 |  | 4 | 11 |  | 0 | 0 | 1 | 0 | 0 | 2 | 0 | 3 | Mod. 850 (1-2-3) ; Exp. LTE (H) ; Sectorizar (DFGI) | DEFGI | H(1-2-3) | 2 | 1 | 0 | Baseband 6631 | [13 empty] | INST : Mod. 850 / LTE 1900 / Sectorize AWS&1900 / |  | MIC BO 3YPlan 2023_1BB_4R_3A | 12 | 1xBaseband 6631, 3xRadio 2219 B5, 1xRadio 4415 B2/25, |  | 1xAntenna 4pH, 2xTwin Beam Antenna, | [25 empty] | 70 | 4 |  | 59 | [81 empty] | 1xBaseband 6631, 3xRadio 2219 B5, 1xRadio 4415 B2/25, 1xAntenna 4pH, 2xTwin Beam Antenna,
341 | / LTE RO 2020 Capacity H1 - AWS | 0 | Proyecto Millicom Bolivia 3YPlan 2023 | MZA | Mendez Arcos | In Services | -21.5346 | -64.7451 | Urban | Tarija | Cercado (TJ) | Tarija | 25 | Selfsupported | PBC6200 | - | 3 | 3 | 0 | 0 | 3 | 3 | 2 | 0 | 14 |  | 1 BB 6630 GW-1 BB 6630 L | 3 RRUS 12 B5 | 3 | 0 BB 6630 GW | 0 | RBS 6630 | 3 RRUS 01 B5 | 3 | 1 BB 6630 GW | 1 | RBS6630 | N/A | 0 | N/A | 0 | N/A | 3 RRUS 11 B12 | 3 | 1 BB 6630 L | 1 | RBS6630 | 2 R 4415 B66A ; 1 RRUS 32 B4 | 3 | 0 BB 6630 L | 0 | RBS6630 | 2 R 4415 B2/B25 | 2 | 0 BB 6630 L | 0 | RBS6630 | 0 | 0 | 0 | 0 | 0 | 14 |  |  |  | 2024 | GWL |  |  | -Mod. 850 (1-3) ; Exp. LTE (H) ; AAS FDD (DG) ; Sectorizar (FI) | 2 | 1 | 0 | 0 | 0 | 1 |  | 4 | 14 |  | 0 | 0 | 1 | 0 | 0 | 1 | 0 | 2 | Mod. 850 (1-3) ; Exp. LTE (H) ; AAS FDD (DG) ; Sectorizar (FI) | ABCDEFGI | H(1-3) | 1 | 0 | 1 |  | Baseband 6651 | [12 empty] | INST : Mod. 850 / LTE 1900 / Sectorize AWS&1900 / AAS FDD AWS&1900 / |  | MIC BO 3YPlan 2023_1BB_4R_2A | 11 | 1xBaseband 6651, 2xRadio 2219 B5, 1xRadio 4415 B2/25, 1xRadio AAS B25/B66, |  | 1xAntenna 4pH, 1xTwin Beam Antenna, | [25 empty] | 50 | 4 |  | 42 | [81 empty] | 1xBaseband 6651, 2xRadio 2219 B5, 1xRadio 4415 B2/25, 1xRadio AAS B25/B66, 1xAntenna 4pH, 1xTwin Beam Antenna,
342 | / LTE RO 2020 Capacity H1 - 1900Mhz | 0 | Proyecto Millicom Bolivia 3YPlan 2023 | IDB | Iglesia Don Bosco | In Services | -17.7939 | -63.176 | Urban | Santa Cruz de la Sierra | Andres Ibanez | Santa Cruz | 8 | Monopolo | RBS6101 | - | 3 | 3 | 0 | 0 | 0 | 3 | 3 | 0 | 12 |  | 1 DUG 20 01-1 DUW 31 01-1 DUS 31 02 | 3 RRU 01 B5 | 3 | 1 DUG 20 01 | 1 | RBS 6601_SHARE | 3 RRU 01 B5 | 3 | 1 DUW 31 01 | 1 | RBS6601_SHARE | N/A | 0 | N/A | 0 | N/A | N/A | 0 | N/A | 0 | N/A | 3 RRU 11 B4 | 3 | 1 DUS 31 02 | 1 | RBS6601_SHARE | 3 R 2217B2 | 3 | 0 DUS 31 02 | 0 | RBS6601_SHARE | 0 | 0 | 0 | 0 | 0 | 12 |  |  |  | 2024 | GWL |  |  | -Mod. 850 (1-2-3) ; Exp. LTE (A) ; Sectorizar (DEFGHI) | 3 | 0 | 0 | 3 | 1 | 0 |  | 7 | 12 |  | 0 | 0 | 0 | 1 | 0 | 3 | 0 | 4 | Mod. 850 (1-2-3) ; Exp. LTE (A) ; Sectorizar (DEFGHI) | DEFGHI | A(1-2-3) | 1 | 1 | 0 | Baseband 6631 | [13 empty] | INST : Mod. 850 / LTE 700 / Sectorize AWS&1900 / |  | MIC BO 3YPlan 2023_1BB_7R_4A | 2 | 1xBaseband 6631, 3xRadio 2219 B5, 3xRadio 4499 44B2/25 44B66A, 1xRadio 4478 B12A, |  | 1xAntenna 4pL, 3xTwin Beam Antenna, | [25 empty] | 30 | 7 |  | 23 | [81 empty] | 1xBaseband 6631, 3xRadio 2219 B5, 3xRadio 4499 44B2/25 44B66A, 1xRadio 4478 B12A, 1xAntenna 4pL, 3xTwin Beam Antenna,
343 | 0 | 0 | Proyecto Millicom Bolivia 3YPlan 2023 | EDE | El Deber | In Services | -17.7997 | -63.1681 | Urban | Santa Cruz de la Sierra | Andres Ibanez | Santa Cruz | 25 | Selfsupported | PBC6200 | - | 0 | 0 | 3 | 0 | 0 | 3 | 1 | 0 | 7 |  | 1 DUG 20 01-1 DUW 31 01-1 BB 6630 L | 3 RRU 12 B5 | 3 | 1 DUG 20 01 | 1 | RBS 6601_SHARE | 0 | 0 | 1 DUW 31 01 | 1 | RBS 6601 | N/A | 0 | N/A | 0 | N/A | N/A | 0 | N/A | 0 | N/A | 3 RRUS 11 B4 | 3 | 1 BB 6630 L | 1 | RBS 6630 | 1 R 4415 B2/B25 | 1 | 0 BB 6630 L | 0 | RBS 6630 | 0 | 0 | 0 | 0 | 0 | 7 |  |  |  | 2024 | GWL |  |  | -Mod. 850 (1-3) ; Exp. LTE (HI) ; MIMO4 LTE (EF) ; AAS FDD (DG) ; | 2 | 0 | 0 | 2 | 0 | 1 |  | 5 | 7 |  | 0 | 0 | 2 | 0 | 0 | 0 | 0 | 2 | Mod. 850 (1-3) ; Exp. LTE (HI) ; MIMO4 LTE (EF) ; AAS FDD (DG) ; | DEFG | HI(1-3) | 2 | 0 | 1 |  | Baseband 6651 | [12 empty] | INST : Mod. 850 / LTE 1900 / AAS FDD AWS&1900 / |  | MIC BO 3YPlan 2023_1BB_5R_2A | 17 | 1xBaseband 6651, 2xRadio 2219 B5, 2xRadio 4499 44B2/25 44B66A, 1xRadio AAS B25/B66, |  | 2xAntenna 4pH, | [25 empty] | 50 | 5 |  | 42 | [81 empty] | 1xBaseband 6651, 2xRadio 2219 B5, 2xRadio 4499 44B2/25 44B66A, 1xRadio AAS B25/B66, 2xAntenna 4pH,
344 | RO 2021 - LTE Capacity H1_119 Sitios / | 0 | Proyecto Millicom Bolivia 3YPlan 2023 | BL2 | B. Lindo II | In Services | -17.7919 | -63.1539 | Urban | Santa Cruz de la Sierra | Andres Ibanez | Santa Cruz | 6 | Monopolo | RBS6101 | - | 0 | 3 | 0 | 0 | 0 | 3 | 2 | 0 | 8 |  | 1 DUW 31 01-1 DUS 31 02 | N/A | 0 | N/A | 0 | N/A | 3 RRU 01 B5 | 3 | 1 DUW 31 01 | 1 | RBS 6601_SHARE | N/A | 0 | N/A | 0 | N/A | N/A | 0 | N/A | 0 | N/A | 3 RRU 11 B4 | 3 | 1 DUS 31 02 | 1 | RBS 6601_SHARE | 2 R 4415 B2/B25 | 2 | 0 DUS 3102 | 0 | RBS 6101 | 0 | 0 | 0 | 0 | 0 | 8 |  |  |  | 2024 | WL |  |  | -Mod. 850 (1-3) ; Exp. LTE (H) ; MIMO4 LTE (E) ; AAS FDD (DFGI) ; | 2 | 0 | 0 | 1 | 0 | 2 |  | 5 | 8 |  | 0 | 0 | 1 | 0 | 0 | 0 | 0 | 1 | Mod. 850 (1-3) ; Exp. LTE (H) ; MIMO4 LTE (E) ; AAS FDD (DFGI) ; | ACDEFGI | H(1-3) | 4 | 1 | 2 | Baseband 6631 | Baseband 6651 | [12 empty] | INST : Mod. 850 / LTE 1900 / AAS FDD AWS&1900 / |  | MIC BO 3YPlan 2023_3BB_5R_1A | 6 | 1xBaseband 6631, 2xBaseband 6651, 2xRadio 2219 B5, 1xRadio 4499 44B2/25 44B66A, 2xRadio AAS B25/B66, |  | 1xAntenna 4pH, | [25 empty] | 30 | 5 |  | 21 | [81 empty] | 1xBaseband 6631, 2xBaseband 6651, 2xRadio 2219 B5, 1xRadio 4499 44B2/25 44B66A, 2xRadio AAS B25/B66, 1xAntenna 4pH,
345 | / LTE RO 2020 Capacity H1 - 1900Mhz | 0 | Proyecto Millicom Bolivia 3YPlan 2023 | HAC | La Hacienda | In Services | -17.7435 | -63.1591 | Urban | Santa Cruz de la Sierra | Andres Ibanez | Santa Cruz | 30 | Selfsupported | PBC6200 | - | 3 | 3 | 0 | 0 | 0 | 3 | 3 | 0 | 12 |  | 1 DUG 20 01-1 DUW 31 01-1 DUS 31 02 | 3 RRU 12 B5 | 3 | 1 DUG 20 01 | 1 | RBS 6601_SHARE | 3 RRU 01 B5 | 3 | 1 DUW 31 01 | 1 | RBS6601 | N/A | 0 | N/A | 0 | N/A | N/A | 0 | N/A | 0 | N/A | 3 RRU 11 B4 | 3 | 1 DUS 31 02 | 1 | RBS6601_SHARE | 3 R 2217B2 | 3 | 0 DUS 31 02 | 0 | RBS6601_SHARE | 0 | 0 | 0 | 0 | 0 | 12 |  |  |  | 2024 | GWL |  |  | -Mod. 850 (1-2) ; Exp. LTE (AC) ; MIMO4 LTE (DFGI) ; Sectorizar (EH) | 2 | 0 | 0 | 3 | 1 | 0 |  | 6 | 12 |  | 0 | 2 | 0 | 0 | 0 | 1 | 0 | 3 | Mod. 850 (1-2) ; Exp. LTE (AC) ; MIMO4 LTE (DFGI) ; Sectorizar (EH) | DEFGHI | AC(1-2) | 1 | 1 | 0 | Baseband 6631 | [13 empty] | INST : Mod. 850 / LTE 700 / Sectorize AWS&1900 / |  | MIC BO 3YPlan 2023_1BB_6R_3A | 20 | 1xBaseband 6631, 2xRadio 2219 B5, 3xRadio 4499 44B2/25 44B66A, 1xRadio 4478 B12A, |  | 2xAntenna 2pL4pH, 1xTwin Beam Antenna, | [25 empty] | 70 | 6 |  | 48 | [81 empty] | 1xBaseband 6631, 2xRadio 2219 B5, 3xRadio 4499 44B2/25 44B66A, 1xRadio 4478 B12A, 2xAntenna 2pL4pH, 1xTwin Beam Antenna,
346 | RO 2021 - LTE Capacity H1_119 Sitios / LTE RO 2019 Capacity H1 | 0 | Proyecto Millicom Bolivia 3YPlan 2023 | 26M | 26 de Mayo | In Services | -17.8767 | -63.1617 | Urban | Santa Cruz de la Sierra | Andres Ibanez | Santa Cruz | 40 | Selfsupported | RBS6101 | - | 3 | 3 | 0 | 0 | 0 | 3 | 3 | 0 | 12 |  | 1 DUG 20 01-1 BB6630 WL | 3 RRUS01B5 G | 3 | 1 DUG 20 01 | 1 | RBS 6101 | 3 RRUS01B5 W | 3 | 1 BB6630 WL | 1 | RBS 6630 | N/A | 0 | N/A | 0 | N/A | N/A | 0 | N/A | N/A | N/A | 3 R4415B66A L | 3 | 0 BB6630 WL | 0 | RBS 6630 | 3 R 4415 B2/B25 | 3 | 0 BB 6630 GWL | 0 | RBS 6630 | 0 | 0 | 0 | 0 | 0 | 12 |  |  |  | 2024 | GWL |  |  | -Mod. 850 (1-2-3) ; Exp. LTE (B) ; AAS FDD (DG) ; Sectorizar (FI) | 3 | 0 | 0 | 0 | 1 | 1 |  | 5 | 12 |  | 1 | 0 | 0 | 0 | 0 | 1 | 0 | 2 | Mod. 850 (1-2-3) ; Exp. LTE (B) ; AAS FDD (DG) ; Sectorizar (FI) | DEFGHI | B(1-2-3) | 1 | 0 | 1 |  | Baseband 6651 | [12 empty] | INST : Mod. 850 / LTE 700 / Sectorize AWS&1900 / AAS FDD AWS&1900 / |  | MIC BO 3YPlan 2023_1BB_5R_2A | 17 | 1xBaseband 6651, 3xRadio 2219 B5, 1xRadio 4478 B12A, 1xRadio AAS B25/B66, |  | 1xAntenna 2pL, 1xTwin Beam Antenna, | [25 empty] | 70 | 5 |  | 59 | [81 empty] | 1xBaseband 6651, 3xRadio 2219 B5, 1xRadio 4478 B12A, 1xRadio AAS B25/B66, 1xAntenna 2pL, 1xTwin Beam Antenna,
347 | 0 | 0 | Proyecto Millicom Bolivia 3YPlan 2023 | VIE | Viedma | In Services | -17.7898 | -63.172 | Urban | Santa Cruz de la Sierra | Andres Ibanez | Santa Cruz | 10 | Monopolo | PBC6200 | - | 3 | 3 | 0 | 3 | 3 | 3 | 0 | 0 | 15 |  | 1 DUG 20 01-1 DUW 31 01-1 DUW 31 01-1 DUS 31 02 | 3 RRUS 12 B5 G | 3 | 1 DUG 20 01 | 1 | RBS 6601_SHARE | 3 RRUS 01 B5 W | 3 | 1 DUW 31 01 | 1 | RBS6601_SHARE | 3 RRUS 01 B2 W | 3 | 1 DUW 31 01 | 1 | RBS6601_SHARE | 3 RRUS 11 B12 | 3 | 1 DUS 31 02 | 1 | RBS6601_SHARE | 3 RRU 11 B4 | 3 | 0 DUS 31 02 | 0 | RBS6601_SHARE | N/A | 0 | N/A | 0 | N/A | 0 | 0 | 0 | 0 | 0 | 15 |  |  |  | 2024 | GWL |  |  | -Mod. 850 (1-2-3) ; Exp. LTE (GHI) ; MIMO4 LTE (DEF) ; | 3 | 0 | 0 | 3 | 0 | 0 |  | 6 | 15 |  | 0 | 0 | 3 | 0 | 0 | 0 | 0 | 3 | Mod. 850 (1-2-3) ; Exp. LTE (GHI) ; MIMO4 LTE (DEF) ; | ABCDEF | GHI(1-2-3) | 1 | 1 | 0 | Baseband 6631 | [13 empty] | INST : Mod. 850 / LTE 1900 / |  | MIC BO 3YPlan 2023_1BB_6R_3A | 20 | 1xBaseband 6631, 3xRadio 2219 B5, 3xRadio 4499 44B2/25 44B66A, |  | 3xAntenna 4pH, | [25 empty] | 30 | 6 |  | 25 | [81 empty] | 1xBaseband 6631, 3xRadio 2219 B5, 3xRadio 4499 44B2/25 44B66A, 3xAntenna 4pH,
348 | RO 2021 - LTE Capacity H2/0 | 0 | Proyecto Millicom Bolivia 3YPlan 2023 | BCD | B. Cordillera | In Services | -17.8322 | -63.1312 | Urban | Santa Cruz de la Sierra | Andres Ibanez | Santa Cruz | 25 | Selfsupported | RBS6101 | - | 3 | 3 | 0 | 0 | 0 | 3 | 3 | 0 | 12 |  | 1 DUG 20 01-1 DUW 31 01-1 BB 6630 L | 3 RRUS 01B5 G | 3 | 1 DUG 20 01 | 1 | RBS 6101 | 3 RRUS 01B5 W | 3 | 1 DUW 31 01 | 1 | RBS 6101 | N/A | 0 | N/A | 0 | N/A | N/A | 0 | N/A | 0 | N/A | 3 RRUS 32 B4 | 3 | 1 BB 6630 L | 1 | RBS6630 | 3 R 4415 B2/B25 | 3 | 0 BB 6630 L | 0 | RBS6630 | 0 | 0 | 0 | 0 | 0 | 12 |  |  |  | 2024 | GWL |  |  | -Mod. 850 (1-3) ; Exp. LTE (BC) ; Sectorizar (DFGI) | 2 | 0 | 0 | 0 | 1 | 0 |  | 3 | 12 |  | 2 | 0 | 0 | 0 | 0 | 2 | 0 | 4 | Mod. 850 (1-3) ; Exp. LTE (BC) ; Sectorizar (DFGI) | DEFGHI | BC(1-3) | 1 | 0 | 0 | [14 empty] | INST : Mod. 850 / LTE 700 / Sectorize AWS&1900 / |  | MIC BO 3YPlan 2023_3R_4A | 3 | 2xRadio 2219 B5, 1xRadio 4478 B12A, |  | 2xAntenna 2pL, 2xTwin Beam Antenna, | [25 empty] | 50 | 3 |  | 42 | [81 empty] | 2xRadio 2219 B5, 1xRadio 4478 B12A, 2xAntenna 2pL, 2xTwin Beam Antenna,
349 | Swap Oruro & Potosí 2021 | 0 | Proyecto Millicom Bolivia 3YPlan 2023 | PRO | Porco | In Services | -19.7816 | -65.9738 | 0 | - | - | Potosi | 40 | Selfsupported | Enclosure 6150 | 0 | 0 | 0 | 3 | 0 | 2 | 1 | 0 | 0 | 6 |  | 1 BB 6630 GW-1 BB 6630 L | 3 R 2219 B5 | 3 | 1 BB 6630 GW | 1 | RBS 6630 | 0 2219 B5 | 0 | 0 BB 6630 GW | 2 | RBS 6630 | N/A | 0 | N/A | 2 | N/A | 2 R 4478 B12A | 2 | 1 BB 6630 L | 1 | RBS 6630 | 1 R 4415 B66A | 1 | 0 BB 6630 L | 0 | RBS 6630 | N/A | 0 | N/A | 0 | N/A | N/A | 0 | N/A | 0 | N/A | 6 |  |  |  | 2024 | GWL |  |  | -Mod. 850 (2) ; Sectorizar (EH) | 0 | 1 | 0 | 0 | 0 | 0 |  | 1 | 6 |  | 0 | 0 | 0 | 0 | 0 | 1 | 0 | 1 | Mod. 850 (2) ; Sectorizar (EH) | ABCEF | H(2) | 1 | 0 | 0 | [14 empty] | INST : Mod. 850 / Sectorize AWS&1900 / |  | MIC BO 3YPlan 2023_1R_1A | 9 | 1xRadio 4415 B2/25, |  | 1xTwin Beam Antenna, | [25 empty] | 70 | 1 |  | 59 | [81 empty] | 1xRadio 4415 B2/25, 1xTwin Beam Antenna,
350 | 0 | 0 | Proyecto Millicom Bolivia 3YPlan 2023 | MBLI | MicroRBS Barrio Lindo | In Services | -17.789 | -63.153 | Urban | Santa Cruz de la Sierra | Andres Ibanez | Santa Cruz | 3 | Mástil | Micro BTS | - | 0 | 0 | 0 | 4 | 0 | 4 | 0 | 0 | 8 |  | 1 BB 5212 W-1 BB 6330 L | N/A | 0 | N/A | 0 | N/A | N/A | 0 | N/A | 0 | N/A | 3 RRUS 2217 B2 1 RRUS 01 B2 | 4 | 1 BB 5212 W | 1 | RBS6601 | N/A | 0 | N/A | 0 | N/A | 2 RRUS 32 B4 2 RRUS 11 B4 | 4 | 1 BB 6330 L | 1 | RBS6601 | N/A | 0 | N/A | 0 | N/A | 0 | 0 | 0 | 0 | 0 | 8 |  |  |  | 2024 | WL |  |  | -Mod. 850 (1) ; Exp. LTE (EF) ; | 1 | 0 | 1 | 0 | 0 | 0 |  | 2 | 8 |  | 0 | 0 | 1 | 0 | 0 | 0 | 0 | 1 | Mod. 850 (1) ; Exp. LTE (EF) ; | ABCD | EF(1) | 1 | 1 | 0 | Baseband 6631 | [13 empty] | INST : Mod. 850 / LTE AWS / |  | MIC BO 3YPlan 2023_1BB_2R_1A | 6 | 1xBaseband 6631, 1xRadio 2219 B5, 1xRadio 4415 B66A, |  | 1xAntenna 4pH, | [25 empty] | 30 | 2 |  | 17 | [81 empty] | 1xBaseband 6631, 1xRadio 2219 B5, 1xRadio 4415 B66A, 1xAntenna 4pH,
351 | RO 2021 - LTE Capacity H1_119 Sitios / | 0 | Proyecto Millicom Bolivia 3YPlan 2023 | NEV | Comercial Neval | In Services | -17.79 | -63.2029 | Urban | Santa Cruz de la Sierra | Andres Ibanez | Santa Cruz | 25 | Selfsupported | RBS6101 | - | 0 | 3 | 0 | 0 | 3 | 2 | 1 | 0 | 9 |  | 1 DUW 31 01-1 DUS 31 01 | N/A | 0 | N/A | 0 | N/A | 3 RRUS 01B5 W | 3 | 1 DUW 31 01 | 1 | RBS 6101 | N/A | 0 | N/A | 0 | N/A | 3 RRUS 11 B12 | 3 | 1 DUS 31 01 | 1 | RBS 6101 | 1 RRUS 11B4 ; 1 RRUS 32B4 | 2 | 0 DUS 31 01 | 0 | RBS 6101 | 1 R 4415 B2/B25 | 1 | 0 DUS 3101 | 0 | RBS 6101 | 0 | 0 | 0 | 0 | 0 | 9 |  |  |  | 2024 | WL |  |  | -Mod. 850 (2) ; Exp. LTE (FG) ; MIMO4 LTE (D) ; AAS FDD (EH) ; | 1 | 0 | 1 | 1 | 0 | 1 |  | 4 | 9 |  | 0 | 0 | 2 | 0 | 0 | 0 | 0 | 2 | Mod. 850 (2) ; Exp. LTE (FG) ; MIMO4 LTE (D) ; AAS FDD (EH) ; | ABCDEH | FG(2) | 1 | 1 | 1 | Baseband 6631 | Baseband 6651 | [12 empty] | INST : Mod. 850 / LTE 1900 / LTE AWS / AAS FDD AWS&1900 / |  | MIC BO 3YPlan 2023_2BB_4R_2A | 6 | 1xBaseband 6631, 1xBaseband 6651, 1xRadio 2219 B5, 1xRadio 4415 B66A, 1xRadio 4499 44B2/25 44B66A, 1xRadio AAS B25/B66, |  | 2xAntenna 4pH, | [25 empty] | 50 | 4 |  | 42 | [81 empty] | 1xBaseband 6631, 1xBaseband 6651, 1xRadio 2219 B5, 1xRadio 4415 B66A, 1xRadio 4499 44B2/25 44B66A, 1xRadio AAS B25/B66, 2xAntenna 4pH,
352 | RO 2021 - LTE Capacity H1_119 Sitios / | 0 | Proyecto Millicom Bolivia 3YPlan 2023 | BLV | Bolivisión | In Services | -17.7947 | -63.1642 | Urban | Santa Cruz de la Sierra | Andres Ibanez | Santa Cruz | 25 | Selfsupported | RBS6101 | - | 3 | 3 | 0 | 0 | 0 | 3 | 3 | 0 | 12 |  | 1 BB 6630 GL-1 DUW 31 01 | 3 RRUS 01B5 G | 3 | 1 BB 6630 GL | 1 | RBS 6101 | 3 RRUS 01B5 W | 3 | 1 DUW 31 01 | 1 | RBS 6101 | N/A | 0 | N/A | 0 | N/A | N/A | 0 | N/A | 0 | N/A | 2 RRUS 32 B4 ; 1 RRUS 11 B4 | 3 | 0 BB 6630 GL | 0 | RBS 6101 | 3 R 4415 B2/B25 | 3 | 0 BB 6630 GL | 0 | RBS 6630 | 0 | 0 | 0 | 0 | 0 | 12 |  |  |  | 2024 | GWL |  |  | -Mod. 850 (1-3) ; Exp. LTE (A) ; Sectorizar (DFGI) | 2 | 0 | 1 | 0 | 1 | 0 |  | 4 | 12 |  | 1 | 0 | 0 | 0 | 0 | 2 | 0 | 3 | Mod. 850 (1-3) ; Exp. LTE (A) ; Sectorizar (DFGI) | DEFGHI | A(1-3) | 1 | 0 | 0 | [14 empty] | INST : Mod. 850 / LTE 700 / Sectorize AWS&1900 / |  | MIC BO 3YPlan 2023_4R_3A | 10 | 2xRadio 2219 B5, 1xRadio 4415 B66A, 1xRadio 4478 B12A, |  | 1xAntenna 2pL, 2xTwin Beam Antenna, | [25 empty] | 50 | 4 |  | 42 | [81 empty] | 2xRadio 2219 B5, 1xRadio 4415 B66A, 1xRadio 4478 B12A, 1xAntenna 2pL, 2xTwin Beam Antenna,
353 | 0 | 0 | Proyecto Millicom Bolivia 3YPlan 2023 | MRTO | Mercado Retoño | In Services | -17.7414 | -63.0768 | Urban | 0 | 0 | Santa Cruz | 25 | Selfsupported | Enclosure 6150 | - | 0 | 3 | 0 | 0 | 3 | 3 | 0 | 0 | 9 |  | 1 BB 6630 WL | N/A | 0 | N/A | 0 | N/A | 3 R 2219 B5 | 3 | 1 BB 6630 WL | 1 | RBS 6630 | N/A | 0 | N/A | 0 | N/A | 3 R 4478 B12A | 3 | 0 BB 6630 WL | 0 | RBS 6630 | 3 R 4415 B66A | 3 | 0 BB 6630 WL | 0 | RBS 6630 | N/A | 0 | N/A | 0 | N/A | N/A | 0 | N/A | 0 | N/A | 9 |  |  |  | 2024 | WL |  |  | -Mod. 850 (1-2-3) ; Sectorizar (DEFGHI) | 0 | 3 | 0 | 0 | 0 | 0 |  | 3 | 9 |  | 0 | 0 | 0 | 0 | 0 | 3 | 0 | 3 | Mod. 850 (1-2-3) ; Sectorizar (DEFGHI) | ABCDEF | GHI(1-2-3) | 12 | 0 | 0 | [14 empty] | INST : Mod. 850 / Sectorize AWS&1900 / |  | MIC BO 3YPlan 2023_3R_3A | 27 | 3xRadio 4415 B2/25, |  | 3xTwin Beam Antenna, | [25 empty] | 50 | 3 |  | 42 | [81 empty] | 3xRadio 4415 B2/25, 3xTwin Beam Antenna,
354 | RO 2021 - LTE Capacity H2/ / LTE RO 2020 Capacity H1 - AWS | 0 | Proyecto Millicom Bolivia 3YPlan 2023 | FBC | Faboce | In Services | -17.7795 | -63.1451 | Urban | Santa Cruz de la Sierra | Andres Ibanez | Santa Cruz | 25 | Selfsupported | PU6210 | - | 3 | 3 | 0 | 0 | 0 | 3 | 1 | 0 | 10 |  | 1 DUG 20 01-1 BB 6630 W-1 BB 6630 L | 3 RRUS12B5 G | 3 | 1 DUG 20 01 | 1 | RBS 6601 | 3 RRUS01B5 W | 3 | 1 BB 6630 W | 1 | RBS 6601 | N/A | 0 | N/A | 0 | N/A | N/A | 0 | 0 BB 6630 L | 0 | RBS6630 | 3 R 4415 B66A L | 3 | 1 BB 6630 L | 1 | RBS6630 | 1 R 4415 B2/B25 | 1 | 0 BB 6630 L | 0 | RBS6630 | 0 | 0 | 0 | 0 | 0 | 10 |  |  |  | 2024 | GWL |  |  | -Mod. 850 (1-3) ; Exp. LTE (GH) ; AAS FDD (FI) ; | 2 | 2 | 0 | 0 | 0 | 1 |  | 5 | 10 |  | 0 | 0 | 2 | 0 | 0 | 0 | 0 | 2 | Mod. 850 (1-3) ; Exp. LTE (GH) ; AAS FDD (FI) ; | DEFI | GH(1-3) | 1 | 0 | 1 |  | Baseband 6651 | [12 empty] | INST : Mod. 850 / LTE 1900 / AAS FDD AWS&1900 / |  | MIC BO 3YPlan 2023_1BB_5R_2A | 17 | 1xBaseband 6651, 2xRadio 2219 B5, 2xRadio 4415 B2/25, 1xRadio AAS B25/B66, |  | 2xAntenna 4pH, | [25 empty] | 50 | 5 |  | 42 | [81 empty] | 1xBaseband 6651, 2xRadio 2219 B5, 2xRadio 4415 B2/25, 1xRadio AAS B25/B66, 2xAntenna 4pH,
355 | RO 2021 - LTE Capacity H2/0 | 0 | Proyecto Millicom Bolivia 3YPlan 2023 | ENE | 26 de Enero | In Services | -17.8208 | -63.2144 | Urban | Santa Cruz de la Sierra | Andres Ibanez | Santa Cruz | 40 | Selfsupported | PBC6200 | - | 3 | 3 | 0 | 0 | 3 | 3 | 1 | 0 | 13 |  | 1 DUG 20 01-1 DUW 31 01-1 BB 6630 L | 3 RRUS 12B5 GW | 3 | 1 DUG 20 01 | 1 | RBS 6601 | 3 RRUS 01B5 W | 3 | 1 DUW 31 01 | 1 | RBS 6601 | N/A | 0 | N/A | 0 | N/A | 3 RRUS 11 B12 | 3 | 0 BB 6630 L | 0 | RBS6630 | 3 RRU 11B4 | 3 | 1 BB 6630 L | 1 | RBS6630 | 1 R 4415 B2/B25 | 1 | 0 BB 6630 L | 0 | RBS6630 | 0 | 0 | 0 | 0 | 0 | 13 |  |  |  | 2024 | GWL |  |  | -Mod. 850 (2-3) ; Exp. LTE (G) ; MIMO4 LTE (D) ; AAS FDD (FI) ; Sectorizar (EH) | 2 | 0 | 0 | 2 | 0 | 1 |  | 5 | 13 |  | 0 | 0 | 1 | 0 | 0 | 1 | 0 | 2 | Mod. 850 (2-3) ; Exp. LTE (G) ; MIMO4 LTE (D) ; AAS FDD (FI) ; Sectorizar (EH) | ABCDEFI | HG(2-3) | 2 | 0 | 1 |  | Baseband 6651 | [12 empty] | INST : Mod. 850 / LTE 1900 / Sectorize AWS&1900 / AAS FDD AWS&1900 / |  | MIC BO 3YPlan 2023_1BB_5R_2A | 17 | 1xBaseband 6651, 2xRadio 2219 B5, 2xRadio 4499 44B2/25 44B66A, 1xRadio AAS B25/B66, |  | 1xAntenna 4pH, 1xTwin Beam Antenna, | [25 empty] | 70 | 5 |  | 59 | [81 empty] | 1xBaseband 6651, 2xRadio 2219 B5, 2xRadio 4499 44B2/25 44B66A, 1xRadio AAS B25/B66, 1xAntenna 4pH, 1xTwin Beam Antenna,
356 | 0 | RO 2022 Capacity H2 | Proyecto Millicom Bolivia 3YPlan 2023 | P12 | Plan 12 Hamacas | In Services | -17.7466 | -63.1717 | Urban | Santa Cruz de la Sierra | Andres Ibanez | Santa Cruz | 25 | Selfsupported | RBS6101 | - | 3 | 3 | 0 | 0 | 0 | 3 | 2 | 0 | 11 |  | 1 DUG 20 01-1 DUW 31 01-1 BB 5212 L | 3 RRUS 01 B5 G | 3 | 1 DUG 20 01 | 1 | RBS 6601_SHARE | 3 RRU 01 B5 W | 3 | 1 DUW 31 01 | 1 | RBS6601_SHARE | N/A | 0 | N/A | 0 | N/A | N/A | 0 | N/A | 0 | N/A | 3 RRUS 32 B4 | 3 | 1 BB 5212 L | 1 | RBS6601 | 2 R 4415 B2 B25 | 2 | 0 BB 5212 L | 0 | RBS6601 | 0 | 0 | 0 | 0 | 0 | 11 |  |  |  | 2024 | GWL |  |  | -Mod. 850 (1-3) ; Exp. LTE (H) ; Sectorizar (DFGI) | 2 | 1 | 0 | 0 | 0 | 0 |  | 3 | 11 |  | 0 | 0 | 1 | 0 | 0 | 2 | 0 | 3 | Mod. 850 (1-3) ; Exp. LTE (H) ; Sectorizar (DFGI) | DEFGI | H(1-3) | 3 | 1 | 0 | Baseband 6631 | [13 empty] | INST : Mod. 850 / LTE 1900 / Sectorize AWS&1900 / |  | MIC BO 3YPlan 2023_1BB_3R_3A | 31 | 1xBaseband 6631, 2xRadio 2219 B5, 1xRadio 4415 B2/25, |  | 1xAntenna 4pH, 2xTwin Beam Antenna, | [25 empty] | 50 | 3 |  | 42 | [81 empty] | 1xBaseband 6631, 2xRadio 2219 B5, 1xRadio 4415 B2/25, 1xAntenna 4pH, 2xTwin Beam Antenna,
357 | RO 2021 - LTE Capacity H2/New Sites_H1_2021 | 0 | Proyecto Millicom Bolivia 3YPlan 2023 | NUP | Nuevo Palmar | In Services | -17.8798 | -63.1474 | Urban | Santa Cruz de la Sierra | 0 | Santa Cruz | 25 | Selfsupported | Enclosure 6150 | - | 0 | 3 | 0 | 0 | 3 | 2 | 1 | 0 | 9 |  | 1 BB 6630 W-1 BB 6630 L | N/A | 0 | N/A | 0 | N/A | 3 R 2219 B5 | 3 | 1 BB 6630 W | 1 | RBS 6630 | N/A | 0 | N/A | 0 | N/A | 3 R 4478 B12A | 3 | 1 BB 6630 L | 1 | RBS 6630 | 2 R 4415 B66A | 2 | 0 BB 6630 L | 0 | RBS 6630 | 1 R 4415 B2/B25 | 1 | 0 BB 6630 L | 0 | RBS 6630 | N/A | 0 | N/A | 0 | N/A | 9 |  |  |  | 2024 | WL |  |  | -Mod. 850 (1-2) ; Exp. LTE (FH) ; Sectorizar (DG) | 0 | 2 | 1 | 0 | 0 | 0 |  | 3 | 9 |  | 0 | 0 | 2 | 0 | 0 | 1 | 0 | 3 | Mod. 850 (1-2) ; Exp. LTE (FH) ; Sectorizar (DG) | ABCDEI | GFH(1-2) | 1 | 0 | 0 | [14 empty] | INST : Mod. 850 / LTE 1900 / LTE AWS / Sectorize AWS&1900 / |  | MIC BO 3YPlan 2023_3R_3A | 27 | 2xRadio 4415 B2/25, 1xRadio 4415 B66A, |  | 2xAntenna 4pH, 1xTwin Beam Antenna, | [25 empty] | 50 | 3 |  | 42 | [81 empty] | 2xRadio 4415 B2/25, 1xRadio 4415 B66A, 2xAntenna 4pH, 1xTwin Beam Antenna,
358 | / LTE RO 2020 Capacity H2 - 1900Mhz | 0 | Proyecto Millicom Bolivia 3YPlan 2023 | VLR | Villa Lourdes | In Services | -17.8333 | -63.1608 | Urban | Santa Cruz de la Sierra | Andres Ibanez | Santa Cruz | 25 | Selfsupported | RBS6101 | - | 3 | 3 | 0 | 0 | 0 | 3 | 2 | 0 | 11 |  | 1 DUG 20 01-1 DUW3101-1 BB 6630 L | 3 RRUS 12 B5 G | 3 | 1 DUG 20 01 | 1 | RBS6601_SHARE | 3 RRUS 01 B5 W | 3 | 1 DUW3101 | 1 | RBS 6601 | N/A | 0 | N/A | 0 | N/A | N/A | 0 | N/A | 0 | N/A | 3 RRU 11 B4 | 3 | 1 BB 6630 L | 1 | RBS6101 | 2 R 4415 B2/B25 | 2 | 0 BB 6630 L | 0 | RBS 6630 | 0 | 0 | 0 | 0 | 0 | 11 |  |  |  | 2024 | GWL |  |  | -Mod. 850 (1-2) ; Exp. LTE (AI) ; MIMO4 LTE (F) ; AAS FDD (EH) ; Sectorizar (DG) | 2 | 0 | 1 | 1 | 1 | 1 |  | 6 | 11 |  | 1 | 0 | 1 | 0 | 0 | 1 | 0 | 3 | Mod. 850 (1-2) ; Exp. LTE (AI) ; MIMO4 LTE (F) ; AAS FDD (EH) ; Sectorizar (DG) | DEFGH | AI(1-2) | 1 | 0 | 1 |  | Baseband 6651 | [12 empty] | INST : Mod. 850 / LTE 700 / LTE 1900 / Sectorize AWS&1900 / AAS FDD AWS&1900 / |  | MIC BO 3YPlan 2023_1BB_6R_3A | 20 | 1xBaseband 6651, 2xRadio 2219 B5, 1xRadio 4415 B66A, 1xRadio 4499 44B2/25 44B66A, 1xRadio 4478 B12A, 1xRadio AAS B25/B66, |  | 1xAntenna 2pL, 1xAntenna 4pH, 1xTwin Beam Antenna, | [25 empty] | 50 | 6 |  | 42 | [81 empty] | 1xBaseband 6651, 2xRadio 2219 B5, 1xRadio 4415 B66A, 1xRadio 4499 44B2/25 44B66A, 1xRadio 4478 B12A, 1xRadio AAS B25/B66, 1xAntenna 2pL, 1xAntenna 4pH, 1xTwin Beam Antenna,
359 | 0 | 0 | Proyecto Millicom Bolivia 3YPlan 2023 | SAO | SAO | In Services | -17.7675 | -63.1379 | Urban | Santa Cruz de la Sierra | Andres Ibanez | Santa Cruz | 40 | Selfsupported | RBS6101 | - | 3 | 3 | 0 | 0 | 0 | 3 | 2 | 0 | 11 |  | 1 DUG 20 01-1 DUW 31 01-1 BB 6630 L | 3 RRU 01 B5 | 3 | 1 DUG 20 01 | 1 | RBS 6601_SHARE | 3 RRU 01 B5 | 3 | 1 DUW 31 01 | 1 | RBS6601 | N/A | 0 | N/A | 0 | N/A | N/A | 0 | N/A | 0 | N/A | 3 Radio 4415B66A | 3 | 1 BB 6630 L | 1 | RBS 6630 | 2 R 4415 B2/B25 | 2 | 0 BB 6630 L | 0 | RBS6630 | 0 | 0 | 0 | 0 | 0 | 11 |  |  |  | 2024 | GWL |  |  | -Mod. 850 (1-2-3) ; Exp. LTE (H) ; AAS FDD (DFGI) ; | 3 | 1 | 0 | 0 | 0 | 2 |  | 6 | 11 |  | 0 | 0 | 1 | 0 | 0 | 0 | 0 | 1 | Mod. 850 (1-2-3) ; Exp. LTE (H) ; AAS FDD (DFGI) ; | DEFGI | H(1-2-3) | 1 | 0 | 2 |  | Baseband 6651 | [12 empty] | INST : Mod. 850 / LTE 1900 / AAS FDD AWS&1900 / |  | MIC BO 3YPlan 2023_2BB_6R_1A | 19 | 2xBaseband 6651, 3xRadio 2219 B5, 1xRadio 4415 B2/25, 2xRadio AAS B25/B66, |  | 1xAntenna 4pH, | [25 empty] | 70 | 6 |  | 59 | [81 empty] | 2xBaseband 6651, 3xRadio 2219 B5, 1xRadio 4415 B2/25, 2xRadio AAS B25/B66, 1xAntenna 4pH,
360 | RO 2021 - LTE Capacity H2/0 | 0 | Proyecto Millicom Bolivia 3YPlan 2023 | AGH | Aguahi | In Services | -16.8963 | -63.3115 | Rural | Fernandez Alonso | Obispo Santisteban | Santa Cruz | 60 | Selfsupported | RBS6101 | - | 3 | 3 | 0 | 0 | 3 | 2 | 0 | 0 | 11 |  | 1 DUG 20 01-1 DUW 31 01-1 BB 6630 L | 3 RRU 01 B5 | 3 | 1 DUG 20 01 | 1 | RBS 6601_SHARE | 3 RRU 01 B5 | 3 | 1 DUW 31 01 | 1 | RBS6601 | N/A | 0 | N/A | 0 | N/A | 3 RRUS 11 B12 | 3 | 0 BB 6630 L | 0 | RBS 6630 | 2 R 4415 B66A | 2 | 1 BB 6630 L | 1 | RBS 6630 | N/A | 0 | N/A | 0 | N/A | 0 | 0 | 0 | 0 | 0 | 11 |  |  |  | 2024 | GWL |  |  | -Mod. 850 (1) ; Exp. LTE (EI) ; Sectorizar (DG) | 1 | 2 | 1 | 0 | 0 | 0 |  | 4 | 11 |  | 0 | 0 | 2 | 0 | 0 | 1 | 0 | 3 | Mod. 850 (1) ; Exp. LTE (EI) ; Sectorizar (DG) | ABCDF | GEI(1) | 1 | 0 | 0 | [14 empty] | INST : Mod. 850 / LTE 1900 / LTE AWS / Sectorize AWS&1900 / |  | MIC BO 3YPlan 2023_4R_3A | 10 | 1xRadio 2219 B5, 2xRadio 4415 B2/25, 1xRadio 4415 B66A, |  | 2xAntenna 4pH, 1xTwin Beam Antenna, | [25 empty] | 100 | 4 |  | 81 | [81 empty] | 1xRadio 2219 B5, 2xRadio 4415 B2/25, 1xRadio 4415 B66A, 2xAntenna 4pH, 1xTwin Beam Antenna,
361 | RO 2021 - LTE Capacity H1_119 Sitios / | 0 | Proyecto Millicom Bolivia 3YPlan 2023 | BGD | B. Guadalupe | In Services | -17.7295 | -63.1255 | Urban | Santa Cruz de la Sierra | Andres Ibanez | Santa Cruz | 60 | Selfsupported | PBC6200 | - | 3 | 3 | 0 | 0 | 0 | 2 | 2 | 0 | 10 |  | 1 BB 6630 GL-1 DUW 31 01 | 3 RRUS 12B5 G | 3 | 1 BB 6630 GL | 1 | RBS 6601 | 3 RRUS 01B5 W | 3 | 1 DUW 31 01 | 1 | RBS 6601 | N/A | 0 | N/A | 0 | N/A | N/A | 0 | N/A | 0 | N/A | 2 RRUS 32 B4 | 2 | 0 BB 6630 GL | 0 | RBS 6601 | 2 R 4415 B2/B25 | 2 | 0 BB 6630 GL | 0 | RBS 6630 | 0 | 0 | 0 | 0 | 0 | 10 |  |  |  | 2024 | GWL |  |  | -Mod. 850 (1-3) ; Exp. LTE (A) ; AAS FDD (FI) ; Sectorizar (DG) | 2 | 0 | 0 | 0 | 1 | 1 |  | 4 | 10 |  | 1 | 0 | 0 | 0 | 0 | 1 | 0 | 2 | Mod. 850 (1-3) ; Exp. LTE (A) ; AAS FDD (FI) ; Sectorizar (DG) | DFGI | A(1-3) | 1 | 0 | 1 |  | Baseband 6651 | [12 empty] | INST : Mod. 850 / LTE 700 / Sectorize AWS&1900 / AAS FDD AWS&1900 / |  | MIC BO 3YPlan 2023_1BB_4R_2A | 11 | 1xBaseband 6651, 2xRadio 2219 B5, 1xRadio 4478 B12A, 1xRadio AAS B25/B66, |  | 1xAntenna 2pL, 1xTwin Beam Antenna, | [25 empty] | 100 | 4 |  | 81 | [81 empty] | 1xBaseband 6651, 2xRadio 2219 B5, 1xRadio 4478 B12A, 1xRadio AAS B25/B66, 1xAntenna 2pL, 1xTwin Beam Antenna,
362 | RO 2021 - LTE Capacity H2/ / LTE Coverage New Sites H1 2020 | 0 | Proyecto Millicom Bolivia 3YPlan 2023 | PGZ2 | Pentaguazu 2 | In Services | -17.5941 | -63.1104 | Rural | Warnes | Warnes | Santa Cruz | 40 | Selfsupported | Enclosure 6150 | 0 | 0 | 3 | 0 | 0 | 3 | 3 | 0 | 0 | 9 |  | 1 BB 6630 W-1 BB 6630 L | N/A | 0 | N/A | 0 | N/A | 3 R 2219 B5 W | 3 | 1 BB 6630 W | 1 | RBS 6630 | N/A | 0 | N/A | 0 | N/A | 3 RRUS 11 B12 | 3 | 0 BB 6630 L | 0 | RBS 6630 | 3 R 4415 B66A | 3 | 1 BB 6630 L | 1 | RBS 6630 | N/A | 0 | N/A | 0 | N/A | 0 | 0 | 0 | 0 | 0 | 9 |  |  |  | 2024 | WL |  |  | -Mod. 850 (2-3) ; Exp. LTE (GH) ; Sectorizar (FI) | 0 | 3 | 0 | 0 | 0 | 0 |  | 3 | 9 |  | 0 | 0 | 2 | 0 | 0 | 1 | 0 | 3 | Mod. 850 (2-3) ; Exp. LTE (GH) ; Sectorizar (FI) | ABCDEF | IGH(2-3) | 4 | 0 | 0 | [14 empty] | INST : Mod. 850 / LTE 1900 / Sectorize AWS&1900 / |  | MIC BO 3YPlan 2023_3R_3A | 27 | 3xRadio 4415 B2/25, |  | 2xAntenna 4pH, 1xTwin Beam Antenna, | [25 empty] | 70 | 3 |  | 59 | [81 empty] | 3xRadio 4415 B2/25, 2xAntenna 4pH, 1xTwin Beam Antenna,
363 | RO 2021 - LTE Capacity H2-P1 / LTE RO 2019 Capacity H2 | RO 2022 Capacity H2 | Proyecto Millicom Bolivia 3YPlan 2023 | LIB | Av. Libertador | In Services | -17.7962 | -63.1163 | Urban | Santa Cruz de la Sierra | Andres Ibanez | Santa Cruz | 25 | Selfsupported | PBC6200 | - | 3 | 3 | 0 | 0 | 0 | 3 | 3 | 0 | 12 |  | 1 DUG 20 01-1 DUW3101-1 BB 5212 L | 3 RRUS12B5 G | 3 | 1 DUG 20 01 | 1 | RBS 6601 | 3 RRUS01B5 W | 3 | 1 DUW3101 | 1 | RBS 6601 | N/A | 0 | N/A | 0 | N/A | N/A | 0 | N/A | 0 | N/A | 1 RRUS 32 B4 2 R 4415B66A L | 3 | 1 BB 5212 L | 1 | RBS 6601 | 3 R 4415 B2 B25 | 3 | 0 BB 5212 L | 0 | RBS 6601 | 0 | 0 | 0 | 0 | 0 | 12 |  |  |  | 2024 | GWL |  |  | -Mod. 850 (1-2-3) ; AAS FDD (FI) ; | 3 | 0 | 0 | 0 | 0 | 1 |  | 4 | 12 |  | 0 | 0 | 0 | 0 | 0 | 0 | 0 | 0 | Mod. 850 (1-2-3) ; AAS FDD (FI) ; | DEFGHI | (1-2-3) | 1 | 1 | 1 | Baseband 6631 | Baseband 6651 | [12 empty] | INST : Mod. 850 / AAS FDD AWS&1900 / |  | MIC BO 3YPlan 2023_2BB_4R | 7 | 1xBaseband 6631, 1xBaseband 6651, 3xRadio 2219 B5, 1xRadio AAS B25/B66, | [27 empty] | 50 | 4 |  | 42 | [81 empty] | 1xBaseband 6631, 1xBaseband 6651, 3xRadio 2219 B5, 1xRadio AAS B25/B66,
364 | RO 2021 - LTE Capacity H2/0 | 0 | Proyecto Millicom Bolivia 3YPlan 2023 | MTB | Montibello | In Services | -17.7997 | -63.2204 | Urban | Santa Cruz de la Sierra | Andres Ibanez | Santa Cruz | 40 | Selfsupported | PBC6200 | - | 3 | 3 | 0 | 0 | 0 | 3 | 1 | 0 | 10 |  | 1 DUG 20 01-1 DUW 31 01-1 BB 6630 L | 3 RRU 12 B5 | 3 | 1 DUG 20 01 | 1 | RBS 6601_SHARE | 3 RRU 01 B5 | 3 | 1 DUW 31 01 | 1 | RBS6601_SHARE | N/A | 0 | N/A | 0 | N/A | N/A | 0 | 0 BB 6630 L | 0 | RBS6630 | 3 RRU 11 B4 | 3 | 1 BB 6630 L | 1 | RBS6630 | 1 R 4415 B2/B25 | 1 | 0 BB 6630 L | 0 | RBS6630 | 0 | 0 | 0 | 0 | 0 | 10 |  |  |  | 2024 | GWL |  |  | -Mod. 850 (1-3) ; Exp. LTE (HI) ; MIMO4 LTE (EF) ; AAS FDD (DG) ; | 2 | 0 | 0 | 2 | 0 | 1 |  | 5 | 10 |  | 0 | 0 | 2 | 0 | 0 | 0 | 0 | 2 | Mod. 850 (1-3) ; Exp. LTE (HI) ; MIMO4 LTE (EF) ; AAS FDD (DG) ; | DEFG | HI(1-3) | 2 | 0 | 1 |  | Baseband 6651 | [12 empty] | INST : Mod. 850 / LTE 1900 / AAS FDD AWS&1900 / |  | MIC BO 3YPlan 2023_1BB_5R_2A | 17 | 1xBaseband 6651, 2xRadio 2219 B5, 2xRadio 4499 44B2/25 44B66A, 1xRadio AAS B25/B66, |  | 2xAntenna 4pH, | [25 empty] | 70 | 5 |  | 59 | [81 empty] | 1xBaseband 6651, 2xRadio 2219 B5, 2xRadio 4499 44B2/25 44B66A, 1xRadio AAS B25/B66, 2xAntenna 4pH,
365 | RO 2021 - LTE Capacity H1_119 Sitios / | 0 | Proyecto Millicom Bolivia 3YPlan 2023 | 12D | 12 de Diciembre | In Services | -17.8214 | -63.1302 | Urban | Santa Cruz de la Sierra | Andres Ibanez | Santa Cruz | 25 | Selfsupported | RBS6101 | - | 3 | 3 | 0 | 0 | 0 | 3 | 2 | 0 | 11 |  | 1 DUG 20 01-1 DUW 31 01-1 DUS 31 02 | 3 RRUS 01B5 G | 3 | 1 DUG 20 01 | 1 | RBS 6101 | 3 RRUS 01B5 W | 3 | 1 DUW 31 01 | 1 | RBS 6101 | N/A | 0 | N/A | 0 | N/A | N/A | 0 | N/A | 0 | N/A | 3 RRUS 32 B4 | 3 | 1 DUS 31 02 | 1 | RBS 6101 | 2 R 4415 B2/B25 | 2 | 0 DUS 3102 | 0 | RBS 6101 | 0 | 0 | 0 | 0 | 0 | 11 |  |  |  | 2024 | GWL |  |  | -Mod. 850 (1-2) ; Exp. LTE (AI) ; AAS FDD (EH) ; Sectorizar (DG) | 2 | 1 | 0 | 0 | 1 | 1 |  | 5 | 11 |  | 1 | 0 | 1 | 0 | 0 | 1 | 0 | 3 | Mod. 850 (1-2) ; Exp. LTE (AI) ; AAS FDD (EH) ; Sectorizar (DG) | DEFGH | AI(1-2) | 1 | 1 | 1 | Baseband 6631 | Baseband 6651 | [12 empty] | INST : Mod. 850 / LTE 700 / LTE 1900 / Sectorize AWS&1900 / AAS FDD AWS&1900 / |  | MIC BO 3YPlan 2023_2BB_5R_3A | 3 | 1xBaseband 6631, 1xBaseband 6651, 2xRadio 2219 B5, 1xRadio 4415 B2/25, 1xRadio 4478 B12A, 1xRadio AAS B25/B66, |  | 1xAntenna 2pL, 1xAntenna 4pH, 1xTwin Beam Antenna, | [25 empty] | 50 | 5 |  | 42 | [81 empty] | 1xBaseband 6631, 1xBaseband 6651, 2xRadio 2219 B5, 1xRadio 4415 B2/25, 1xRadio 4478 B12A, 1xRadio AAS B25/B66, 1xAntenna 2pL, 1xAntenna 4pH, 1xTwin Beam Antenna,
366 | RO 2021 - LTE Capacity H2/ / High Load Cells_Only F1 | 0 | Proyecto Millicom Bolivia 3YPlan 2023 | TAR2 | Morros Blanco | In Services | -21.5464 | -64.7018 | Urban | Tarija | Cercado (TJ) | Tarija | 40 | Selfsupported | PBC6200 | - | 3 | 3 | 0 | 0 | 3 | 3 | 1 | 0 | 13 |  | 1 DUG 20 01-1 DUW 4101-1 BB 6630 L | 3 RRU 12 B5 | 3 | 1 DUG 20 01 | 1 | RBS6601_SHARE | 3 RRU 01 B5 | 3 | 1 DUW 4101 | 1 | RBS6601 | N/A | 0 | N/A | 0 | N/A | 3 RRUS 11 B12 | 3 | 0 BB 6630 L | 0 | RBS6630 | 3 RRU 11 B4 | 3 | 1 BB 6630 L | 1 | RBS6630 | 1 R 4415 B2/B25 | 1 | 0 BB 6630 L | 0 | RBS6630 | 0 | 0 | 0 | 0 | 0 | 13 |  |  |  | 2024 | GWL |  |  | -Mod. 850 (2) ; Exp. LTE (GI) ; MIMO4 LTE (DF) ; Sectorizar (EH) | 1 | 0 | 1 | 2 | 0 | 0 |  | 4 | 13 |  | 0 | 0 | 2 | 0 | 0 | 1 | 0 | 3 | Mod. 850 (2) ; Exp. LTE (GI) ; MIMO4 LTE (DF) ; Sectorizar (EH) | ABCDEFH | GI(2) | 2 | 0 | 0 | [14 empty] | INST : Mod. 850 / LTE 1900 / Sectorize AWS&1900 / |  | MIC BO 3YPlan 2023_4R_3A | 10 | 1xRadio 2219 B5, 1xRadio 4415 B66A, 2xRadio 4499 44B2/25 44B66A, |  | 2xAntenna 4pH, 1xTwin Beam Antenna, | [25 empty] | 70 | 4 |  | 59 | [81 empty] | 1xRadio 2219 B5, 1xRadio 4415 B66A, 2xRadio 4499 44B2/25 44B66A, 2xAntenna 4pH, 1xTwin Beam Antenna,
367 | 0 | 0 | Proyecto Millicom Bolivia 3YPlan 2023 | CHA | Charcas | In Services | -17.7786 | -63.1685 | Urban | Santa Cruz de la Sierra | Andres Ibanez | Santa Cruz | 15 | Guyed | PBC6200 | - | 3 | 3 | 0 | 0 | 0 | 3 | 2 | 0 | 11 |  | 1 DUG 20 01-1 DUW 31 01-1 BB 6630 L | 3 RRUS 12 B5 G | 3 | 1 DUG 20 01 | 1 | RBS 6601_SHARE | 3 RRUS 01 B5 W | 3 | 1 DUW 31 01 | 1 | RBS 6601 | N/A | 0 | N/A | 0 | N/A | N/A | 0 | N/A | 0 | N/A | 3 RRUS 11 B4 | 3 | 1 BB 6630 L | 1 | RBS 6630 | 2 R 4415 B2/B25 | 2 | 0 BB 6630 L | 0 | RBS 6630 | 0 | 0 | 0 | 0 | 0 | 11 |  |  |  | 2024 | GWL |  |  | -Mod. 850 (1-2-3) ; Exp. LTE (BI) ; MIMO4 LTE (F) ; AAS FDD (DG) ; Sectorizar (EH) | 3 | 0 | 1 | 1 | 1 | 1 |  | 7 | 11 |  | 0 | 0 | 1 | 1 | 0 | 1 | 0 | 3 | Mod. 850 (1-2-3) ; Exp. LTE (BI) ; MIMO4 LTE (F) ; AAS FDD (DG) ; Sectorizar (EH) | DEFGH | BI(1-2-3) | 1 | 0 | 1 |  | Baseband 6651 | [12 empty] | INST : Mod. 850 / LTE 700 / LTE 1900 / Sectorize AWS&1900 / AAS FDD AWS&1900 / |  | MIC BO 3YPlan 2023_1BB_7R_3A | 1 | 1xBaseband 6651, 3xRadio 2219 B5, 1xRadio 4415 B66A, 1xRadio 4499 44B2/25 44B66A, 1xRadio 4478 B12A, 1xRadio AAS B25/B66, |  | 1xAntenna 4pH, 1xAntenna 4pL, 1xTwin Beam Antenna, | [25 empty] | 30 | 7 |  | 31 | [81 empty] | 1xBaseband 6651, 3xRadio 2219 B5, 1xRadio 4415 B66A, 1xRadio 4499 44B2/25 44B66A, 1xRadio 4478 B12A, 1xRadio AAS B25/B66, 1xAntenna 4pH, 1xAntenna 4pL, 1xTwin Beam Antenna,
368 | / LTE Coverage Co-Located H1 2020 | 0 | Proyecto Millicom Bolivia 3YPlan 2023 | MME | Metalmec | In Services | -17.7339 | -63.1595 | Urban | Santa Cruz de la Sierra | Andres Ibanez | Santa Cruz | 25 | Selfsupported | RBS6101 | Enclosure 6150 | 3 | 3 | 0 | 3 | 3 | 0 | 0 | 0 | 12 |  | 1 BB 6630 GWL | 3 RRUS 01 B5 | 3 | 1 BB 6630 GWL | 1 | RBS 6630 | 3 RRUS 01 B5 | 3 | 0 BB 6630 GWL | 0 | RBS 6630 | 3 RRUS 01 B2 W | 3 | 0 BB 6630 GWL | 0 | RBS 6630 | 3 R4449B5+B12 | 3 | 0 BB 6630 GWL | 0 | RBS 6630 | N/A | 0 | N/A | 0 | N/A | N/A | 0 | N/A | 0 | N/A | 0 | 0 | 0 | 0 | 0 | 12 |  |  |  | 2024 | GWL |  |  | -Mod. 850 (2) ; Exp. LTE (DI) ; AAS FDD (EH) ; | 1 | 1 | 1 | 0 | 0 | 1 |  | 4 | 12 |  | 0 | 0 | 2 | 0 | 0 | 0 | 0 | 2 | Mod. 850 (2) ; Exp. LTE (DI) ; AAS FDD (EH) ; | ABCEF | HDI(2) | 1 | 0 | 1 |  | Baseband 6651 | [12 empty] | INST : Mod. 850 / LTE 1900 / LTE AWS / AAS FDD AWS&1900 / |  | MIC BO 3YPlan 2023_1BB_4R_2A | 11 | 1xBaseband 6651, 1xRadio 2219 B5, 1xRadio 4415 B2/25, 1xRadio 4415 B66A, 1xRadio AAS B25/B66, |  | 2xAntenna 4pH, | [25 empty] | 50 | 4 |  | 42 | [81 empty] | 1xBaseband 6651, 1xRadio 2219 B5, 1xRadio 4415 B2/25, 1xRadio 4415 B66A, 1xRadio AAS B25/B66, 2xAntenna 4pH,
369 | 0 | 0 | Proyecto Millicom Bolivia 3YPlan 2023 | BHC | B. Heroes Del Chaco | In Services | -17.802 | -63.1426 | Urban | Santa Cruz de la Sierra | Andres Ibanez | Santa Cruz | 25 | Selfsupported | PBC6200 | - | 3 | 3 | 0 | 3 | 0 | 3 | 0 | 0 | 12 |  | 1 DUG 20 01-1 DUW 31 01-1 DUW 31 01-1 BB 5212 L | 3 RRUS 12 B5 | 3 | 1 DUG 20 01 | 1 | RBS6601 Share | 3 RRUS 01 B5 | 3 | 1 DUW 31 01 | 1 | RBS6601 Share | 3 RRUS 01 B2 W | 3 | 1 DUW 31 01 | 1 | RBS6601 Share | N/A | 0 | N/A | 0 | N/A | 3 RRUS 32 B4 | 3 | 1 BB 5212 L | 1 | RBS6601 Share | N/A | 0 | N/A | 0 | N/A | 0 | 0 | 0 | 0 | 0 | 12 |  |  |  | 2024 | GWL |  |  | -Mod. 850 (1-2-3) ; Exp. LTE (ABCGHI) ; | 3 | 3 | 0 | 0 | 2 | 0 |  | 8 | 12 |  | 0 | 3 | 0 | 0 | 0 | 0 | 0 | 3 | Mod. 850 (1-2-3) ; Exp. LTE (ABCGHI) ; | DEF | ABCGHI(1-2-3) | 1 | 1 | 0 | Baseband 6631 | [13 empty] | INST : Mod. 850 / LTE 700 / LTE 1900 / |  | MIC BO 3YPlan 2023_1BB_8R_3A | 1 | 1xBaseband 6631, 3xRadio 2219 B5, 3xRadio 4415 B2/25, 2xRadio 4478 B12A, |  | 3xAntenna 2pL4pH, | [25 empty] | 50 | 8 |  | 42 | [81 empty] | 1xBaseband 6631, 3xRadio 2219 B5, 3xRadio 4415 B2/25, 2xRadio 4478 B12A, 3xAntenna 2pL4pH,
370 | RO 2021 - LTE Capacity H1_119 Sitios / High Load Cells_Only F1 | 0 | Proyecto Millicom Bolivia 3YPlan 2023 | PUN | Punata | In Services | -17.5372 | -65.853 | Rural | Punata | Punata | Cochabamba | 60 | Selfsupported | Enclosure 6150 | - | 0 | 0 | 3 | 0 | 3 | 3 | 2 | 0 | 11 |  | 1 BB 6630 GWL | 3 R 2219 B5 GW | 3 | 1 BB 6630 GWL | 1 | RBS 6601 | 0 R 2219 B5 GW | 0 | 0 BB 6630 GWL | 0 | RBS6601 | N/A | 0 | N/A | 0 | N/A | 3 RRUS 11 B12 | 3 | 0 BB 6630 GWL | 0 | RBS6601 | 3 RRUS 32 B4 | 3 | 0 BB 6630 GWL | 0 | RBS6601 | 2 R 4415 B2/B25 | 2 | 0 BB 6630 GWL | 0 | RBS 6630 | 0 | 0 | 0 | 0 | 0 | 11 |  |  |  | 2024 | GWL |  |  | -Mod. 850 (1-3) ; AAS FDD (DG) ; Sectorizar (FI) | 0 | 0 | 0 | 0 | 0 | 1 |  | 1 | 11 |  | 0 | 0 | 0 | 0 | 0 | 1 | 0 | 1 | Mod. 850 (1-3) ; AAS FDD (DG) ; Sectorizar (FI) | ABCDEFGI | (1-3) | 1 | 0 | 1 |  | Baseband 6651 | [12 empty] | INST : Mod. 850 / Sectorize AWS&1900 / AAS FDD AWS&1900 / |  | MIC BO 3YPlan 2023_1BB_1R_1A | 18 | 1xBaseband 6651, 1xRadio AAS B25/B66, |  | 1xTwin Beam Antenna, | [25 empty] | 100 | 1 |  | 81 | [81 empty] | 1xBaseband 6651, 1xRadio AAS B25/B66, 1xTwin Beam Antenna,
371 | 0 | RO 2022 Capacity H2 | Proyecto Millicom Bolivia 3YPlan 2023 | LCC | Av. Las Cachuelas | In Services | -17.7915 | -63.1339 | Urban | Santa Cruz de la Sierra | Andres Ibanez | Santa Cruz | 6 | Monopolo | RBS6101 | - | 0 | 3 | 0 | 3 | 0 | 3 | 3 | 0 | 12 |  | 1 DUW 31 01-1 DUW 31 01-1 BB 5216 L | N/A | 0 | N/A | 0 | N/A | 3 RRU 01 B5 | 3 | 1 DUW 31 01 | 1 | RBS 6601_SHARE | 3 RRUS 01 B2 W | 3 | 1 DUW 31 01 | 1 | RBS 6601_SHARE | N/A | 0 | N/A | 0 | N/A | 3 RRUS 32 B4 | 3 | 1 BB 5216 L | 1 | RBS 6601 | 3 R 4415 B2 B25 | 3 | 0 BB 5216 L | 0 | RBS 6601 | 0 | 0 | 0 | 0 | 0 | 12 |  |  |  | 2024 | WL |  |  | -Mod. 850 (1-2-3) ; Exp. LTE (A) ; AAS FDD (EFHI) ; Sectorizar (DG) | 3 | 0 | 0 | 0 | 1 | 2 |  | 6 | 12 |  | 0 | 0 | 0 | 1 | 0 | 1 | 0 | 2 | Mod. 850 (1-2-3) ; Exp. LTE (A) ; AAS FDD (EFHI) ; Sectorizar (DG) | DEFGHI | A(1-2-3) | 1 | 1 | 2 | Baseband 6631 | Baseband 6651 | [12 empty] | INST : Mod. 850 / LTE 700 / Sectorize AWS&1900 / AAS FDD AWS&1900 / |  | MIC BO 3YPlan 2023_3BB_6R_2A | 1 | 1xBaseband 6631, 2xBaseband 6651, 3xRadio 2219 B5, 1xRadio 4478 B12A, 2xRadio AAS B25/B66, |  | 1xAntenna 4pL, 1xTwin Beam Antenna, | [25 empty] | 30 | 6 |  | 21 | [81 empty] | 1xBaseband 6631, 2xBaseband 6651, 3xRadio 2219 B5, 1xRadio 4478 B12A, 2xRadio AAS B25/B66, 1xAntenna 4pL, 1xTwin Beam Antenna,
372 | RO 2021 - LTE Capacity H1_119 Sitios / | 0 | Proyecto Millicom Bolivia 3YPlan 2023 | CLD | Colorada | In Services | -17.8333 | -63.175 | Urban | Santa Cruz de la Sierra | Andres Ibanez | Santa Cruz | 40 | Selfsupported | PBC6200 | - | 3 | 3 | 0 | 0 | 0 | 3 | 2 | 0 | 11 |  | 1 BB 6630 GL-1 DUW 31 01 | 3 RRUS 12B5 | 3 | 1 BB 6630 GL | 1 | RBS 6601 | 3 RRUS 01B5 W | 3 | 1 DUW 31 01 | 1 | RBS 6601 | N/A | 0 | N/A | 0 | N/A | N/A | 0 | N/A | 0 | N/A | 3 RRUS 11B4 | 3 | 0 BB 6630 GL | 0 | RBS 6601 | 2 R 4415 B2/B25 | 2 | 0 BB 6630 GL | 0 | RBS 6630 | 0 | 0 | 0 | 0 | 0 | 11 |  |  |  | 2024 | GWL |  |  | -Mod. 850 (1-2) ; Exp. LTE (BI) ; MIMO4 LTE (F) ; AAS FDD (DG) ; Sectorizar (EH) | 2 | 0 | 1 | 1 | 1 | 1 |  | 6 | 11 |  | 1 | 0 | 1 | 0 | 0 | 1 | 0 | 3 | Mod. 850 (1-2) ; Exp. LTE (BI) ; MIMO4 LTE (F) ; AAS FDD (DG) ; Sectorizar (EH) | DEFGH | BI(1-2) | 1 | 0 | 1 |  | Baseband 6651 | [12 empty] | INST : Mod. 850 / LTE 700 / LTE 1900 / Sectorize AWS&1900 / AAS FDD AWS&1900 / |  | MIC BO 3YPlan 2023_1BB_6R_3A | 20 | 1xBaseband 6651, 2xRadio 2219 B5, 1xRadio 4415 B66A, 1xRadio 4499 44B2/25 44B66A, 1xRadio 4478 B12A, 1xRadio AAS B25/B66, |  | 1xAntenna 2pL, 1xAntenna 4pH, 1xTwin Beam Antenna, | [25 empty] | 70 | 6 |  | 59 | [81 empty] | 1xBaseband 6651, 2xRadio 2219 B5, 1xRadio 4415 B66A, 1xRadio 4499 44B2/25 44B66A, 1xRadio 4478 B12A, 1xRadio AAS B25/B66, 1xAntenna 2pL, 1xAntenna 4pH, 1xTwin Beam Antenna,
373 | RO 2021 - LTE Capacity H2/0 | 0 | Proyecto Millicom Bolivia 3YPlan 2023 | BCS | B. Cruz Del Sur | In Services | -17.8324 | -63.2045 | Urban | Santa Cruz de la Sierra | Andres Ibanez | Santa Cruz | 25 | Selfsupported | RBS6101 | - | 3 | 3 | 0 | 0 | 0 | 3 | 1 | 0 | 10 |  | 1 DUG 20 01-1 DUW 31 01-1 BB 6630 L | 3 RRUS 01B5 G | 3 | 1 DUG 20 01 | 1 | RBS 6101 | 3 RRUS 01B5 W | 3 | 1 DUW 31 01 | 1 | RBS 6101 | N/A | 0 | N/A | 0 | N/A | N/A | 0 | 0 BB 6630 L | 0 | RBS6630 | 3 RRUS 32 B4 | 3 | 1 BB 6630 L | 1 | RBS6630 | 1 R 4415 B2/B25 | 1 | 0 BB 6630 L | 0 | RBS6630 | 0 | 0 | 0 | 0 | 0 | 10 |  |  |  | 2024 | GWL |  |  | -Mod. 850 (1-2) ; Exp. LTE (HI) ; AAS FDD (DG) ; | 2 | 2 | 0 | 0 | 0 | 1 |  | 5 | 10 |  | 0 | 0 | 2 | 0 | 0 | 0 | 0 | 2 | Mod. 850 (1-2) ; Exp. LTE (HI) ; AAS FDD (DG) ; | DEFG | HI(1-2) | 4 | 0 | 1 |  | Baseband 6651 | [12 empty] | INST : Mod. 850 / LTE 1900 / AAS FDD AWS&1900 / |  | MIC BO 3YPlan 2023_1BB_5R_2A | 17 | 1xBaseband 6651, 2xRadio 2219 B5, 2xRadio 4415 B2/25, 1xRadio AAS B25/B66, |  | 2xAntenna 4pH, | [25 empty] | 50 | 5 |  | 42 | [81 empty] | 1xBaseband 6651, 2xRadio 2219 B5, 2xRadio 4415 B2/25, 1xRadio AAS B25/B66, 2xAntenna 4pH,
374 | / 3G RO 2019 Coverage-Desinst | RO 2022 Capacity H2 | Proyecto Millicom Bolivia 3YPlan 2023 | BVT | Buena Vista | In Services | -17.4635 | -63.6675 | Rural | Buena Vista | Ichilo | Santa Cruz | 60 | Selfsupported | PBC6200 | - | 3 | 3 | 0 | 0 | 3 | 2 | 0 | 0 | 11 |  | 1 DUG 20 01-1 DUW 31 01-1 BB 5212 L | 3 RRUS 12 B5 G | 3 | 1 DUG 20 01 | 1 | RBS6601 | 3 RRU 01 B5 | 3 | 1 DUW 31 01 | 1 | RBS 6601 | N/A | 0 | N/A | 0 | N/A | 3 RRUS 11 B12 | 3 | 1 BB 5212 L | 1 | RBS6601 | 1 RRUS 11 B4 ; 1 R 4499 B2 B66A | 2 | 0 BB 5212 L | 0 | RBS6601 | N/A | 0 | N/A | 0 | N/A | 0 | 0 | 0 | 0 | 0 | 11 |  |  |  | 2024 | GWL |  |  | -Mod. 850 (1-2) ; Exp. LTE (FH) ; MIMO4 LTE (E) ; AAS FDD (DG) ; | 2 | 0 | 1 | 0 | 0 | 1 |  | 4 | 11 |  | 0 | 0 | 1 | 0 | 0 | 0 | 0 | 1 | Mod. 850 (1-2) ; Exp. LTE (FH) ; MIMO4 LTE (E) ; AAS FDD (DG) ; | ABCDE | GFH(1-2) | 1 | 1 | 1 | Baseband 6631 | Baseband 6651 | [12 empty] | INST : Mod. 850 / LTE 1900 / LTE AWS / AAS FDD AWS&1900 / |  | MIC BO 3YPlan 2023_2BB_4R_1A | 3 | 1xBaseband 6631, 1xBaseband 6651, 2xRadio 2219 B5, 1xRadio 4415 B66A, 1xRadio AAS B25/B66, |  | 1xAntenna 4pH, | [25 empty] | 100 | 4 |  | 81 | [81 empty] | 1xBaseband 6631, 1xBaseband 6651, 2xRadio 2219 B5, 1xRadio 4415 B66A, 1xRadio AAS B25/B66, 1xAntenna 4pH,
375 | RO 2021 - LTE Capacity H1_119 Sitios / LTE RO 2019 Capacity H1 | 0 | Proyecto Millicom Bolivia 3YPlan 2023 | B2K | B. Santa Cruz 2000 | In Services | -17.8384 | -63.2171 | Urban | Santa Cruz de la Sierra | Andres Ibanez | Santa Cruz | 25 | Selfsupported | RBS6101 | - | 3 | 3 | 0 | 0 | 0 | 3 | 2 | 0 | 11 |  | 1 BB 6630 GL-1 DUW3101 | 3 RRUS01B5 G | 3 | 1 BB 6630 GL | 1 | RBS 6101 | 3 RRUS01B5 W | 3 | 1 DUW3101 | 1 | RBS 6101 | N/A | 0 | N/A | 0 | N/A | N/A | 0 | N/A | N/A | N/A | 2 RRUS 32 B4 ; 1 R 4415 B66A | 3 | 0 BB 6630 GL | 0 | RBS 6101 | 2 R 4415 B2/B25 | 2 | 0 BB 6630 GL | 0 | RBS 6630 | 0 | 0 | 0 | 0 | 0 | 11 |  |  |  | 2024 | GWL |  |  | -Mod. 850 (1-2-3) ; Exp. LTE (AI) ; AAS FDD (EH) ; | 3 | 1 | 0 | 0 | 1 | 1 |  | 6 | 11 |  | 1 | 0 | 1 | 0 | 0 | 0 | 0 | 2 | Mod. 850 (1-2-3) ; Exp. LTE (AI) ; AAS FDD (EH) ; | DEFGH | AI(1-2-3) | 1 | 0 | 1 |  | Baseband 6651 | [12 empty] | INST : Mod. 850 / LTE 700 / LTE 1900 / AAS FDD AWS&1900 / |  | MIC BO 3YPlan 2023_1BB_6R_2A | 11 | 1xBaseband 6651, 3xRadio 2219 B5, 1xRadio 4415 B2/25, 1xRadio 4478 B12A, 1xRadio AAS B25/B66, |  | 1xAntenna 2pL, 1xAntenna 4pH, | [25 empty] | 50 | 6 |  | 42 | [81 empty] | 1xBaseband 6651, 3xRadio 2219 B5, 1xRadio 4415 B2/25, 1xRadio 4478 B12A, 1xRadio AAS B25/B66, 1xAntenna 2pL, 1xAntenna 4pH,
376 | / LTE RO 2020 Capacity H2 - 1900Mhz | 0 | Proyecto Millicom Bolivia 3YPlan 2023 | SAC2 | Sacaba II | In Services | -17.4039 | -66.0274 | Urban | Sacaba | Chapare | Cochabamba | 60 | Selfsupported | PBC6200 | - | 0 | 0 | 3 | 3 | 3 | 3 | 0 | 0 | 12 |  | 1 BB 5216 GW-1 BB 5212 L | 3 R 2219 B5 GW | 3 | 1 BB 5216 GW | 1 | RBS 6601_SHARE | 0 R 2219 B5 GW | 0 | 0 BB 5216 GW | 0 | RBS 6601_SHARE | 3 R 2217 B2 W | 3 | 0 BB 5216 GW | 0 | RBS 6601_SHARE | 3 RRUS 11 B12 | 3 | 1 BB 5212 L | 1 | RBS 6601_SHARE | 3 RRUS 32 B4 | 3 | 0 BB 5212 L | 0 | RBS 6601_SHARE | N/A | 0 | N/A | 0 | N/A | 0 | 0 | 0 | 0 | 0 | 12 |  |  |  | 2024 | GWL |  |  | -Mod. 850 (1-3) ; MIMO4 LTE (H) ; Sectorizar (DFGI) | 0 | 3 | 0 | 0 | 0 | 0 |  | 3 | 12 |  | 0 | 0 | 1 | 0 | 0 | 2 | 0 | 3 | Mod. 850 (1-3) ; MIMO4 LTE (H) ; Sectorizar (DFGI) | ABCDEFGHI | (1-3) | 1 | 1 | 0 | Baseband 6631 | [13 empty] | INST : Mod. 850 / Sectorize AWS&1900 / |  | MIC BO 3YPlan 2023_1BB_3R_3A | 31 | 1xBaseband 6631, 3xRadio 4415 B2/25, |  | 1xAntenna 4pH, 2xTwin Beam Antenna, | [25 empty] | 100 | 3 |  | 81 | [81 empty] | 1xBaseband 6631, 3xRadio 4415 B2/25, 1xAntenna 4pH, 2xTwin Beam Antenna,
377 | Swap Oruro & Potosí 2021 | 0 | Proyecto Millicom Bolivia 3YPlan 2023 | 6OC | 6 de Octubre | In Services | -17.9605 | -67.1102 | 0 | - | - | Oruro | 6 | Monopolo | Enclosure 6150 | 0 | 0 | 0 | 3 | 0 | 2 | 3 | 0 | 0 | 8 |  | 1 BB 6630 GW-1 BB 6630 L | 3 R 2219 B5 | 3 | 1 BB 6630 GW | 1 | RBS 6630 | 0 2219 B5 | 0 | 0 BB 6630 GW | 2 | RBS 6630 | N/A | 0 | N/A | 2 | N/A | 2 R 4449 B5 B12A | 2 | 1 BB 6630 L | 1 | RBS 6630 | 3 R 4415 B66A | 3 | 0 BB 6630 L | 0 | RBS 6630 | N/A | 0 | N/A | 0 | N/A | N/A | 0 | N/A | 0 | N/A | 8 |  |  |  | 2024 | GWL |  |  | -Mod. 850 (1-2-3) ; Exp. LTE (H) ; Sectorizar (DFGI) | 0 | 3 | 0 | 0 | 0 | 0 |  | 3 | 8 |  | 0 | 0 | 1 | 0 | 0 | 2 | 0 | 3 | Mod. 850 (1-2-3) ; Exp. LTE (H) ; Sectorizar (DFGI) | ABCDEF | GIH(1-2-3) | 2 | 0 | 0 | [14 empty] | INST : Mod. 850 / LTE 1900 / Sectorize AWS&1900 / |  | MIC BO 3YPlan 2023_3R_3A | 27 | 3xRadio 4415 B2/25, |  | 1xAntenna 4pH, 2xTwin Beam Antenna, | [25 empty] | 30 | 3 |  | 21 | [81 empty] | 3xRadio 4415 B2/25, 1xAntenna 4pH, 2xTwin Beam Antenna,
378 | / LTE RO 2020 Capacity H2 - 1900Mhz/High Load Cells_Only F1 | 0 | Proyecto Millicom Bolivia 3YPlan 2023 | PIQ | Piquirini | In Services | -17.4658 | -66.1362 | Urban | Cochabamba | Cercado (CBBA) | Cochabamba | 25 | Selfsupported | Enclosure 6150 | - | 0 | 0 | 3 | 0 | 3 | 3 | 2 | 0 | 11 |  | 1 BB 5216 GWL | 3 R 2219 B5 GW | 3 | 1 BB 5216 GWL | 1 | RBS 6601 | 0 R 2219 B5 GW | 0 | 0 BB 5216 GWL | 0 | RBS 6601 | N/A | 0 | N/A | 0 | N/A | 3 RRUS 11 B12 | 3 | 0 BB 5216 GWL | 0 | RBS 6601 | 3 RRUS 32 B4 | 3 | 0 BB 5216 GWL | 0 | RBS 6601 | 2 R 4415 B2/B25 | 2 | 0 BB 5216 GWL | 0 | RBS 6601 | 0 | 0 | 0 | 0 | 0 | 11 |  |  |  | 2024 | GWL |  |  | -Mod. 850 (2-3) ; Exp. LTE (G) ; AAS FDD (EFHI) ; | 0 | 1 | 0 | 0 | 0 | 2 |  | 3 | 11 |  | 0 | 0 | 1 | 0 | 0 | 0 | 0 | 1 | Mod. 850 (2-3) ; Exp. LTE (G) ; AAS FDD (EFHI) ; | ABCDEFHI | G(2-3) | 3 | 1 | 2 | Baseband 6631 | Baseband 6651 | [12 empty] | INST : Mod. 850 / LTE 1900 / AAS FDD AWS&1900 / |  | MIC BO 3YPlan 2023_3BB_3R_1A | 3 | 1xBaseband 6631, 2xBaseband 6651, 1xRadio 4415 B2/25, 2xRadio AAS B25/B66, |  | 1xAntenna 4pH, | [25 empty] | 50 | 3 |  | 42 | [81 empty] | 1xBaseband 6631, 2xBaseband 6651, 1xRadio 4415 B2/25, 2xRadio AAS B25/B66, 1xAntenna 4pH,
379 | 0 | 0 | Proyecto Millicom Bolivia 3YPlan 2023 | CCO | Canal Cotoca | In Services | -17.7768 | -63.1596 | Urban | Santa Cruz de la Sierra | Andres Ibanez | Santa Cruz | 8 | Monopolo | RBS6101 | - | 3 | 3 | 0 | 3 | 0 | 3 | 1 | 0 | 13 |  | 1 DUG 20 01-1 DUW 31 01-1 DUW 31 01-1 BB 6630 L | 3 RRU 12 B5 | 3 | 1 DUG 20 01 | 1 | RBS 6601_SHARE | 3 RRU 01 B5 | 3 | 1 DUW 31 01 | 1 | RBS 6601_SHARE | 3 RRUS 01 B2 W | 3 | 1 DUW 31 01 | 1 | RBS 6601_SHARE | N/A | 0 | N/A | 0 | N/A | 3 RRUS 32 B4 | 3 | 1 BB 6630 L | 1 | RBS6630 | 1 R 4415 B2/B25 | 1 | 0 BB 6630 L | 0 | RBS6630 | 0 | 0 | 0 | 0 | 0 | 13 |  |  |  | 2024 | GWL |  |  | -Mod. 850 (1-2) ; Exp. LTE (GI) ; MIMO4 LTE (DF) ; AAS FDD (EH) ; | 2 | 0 | 0 | 2 | 0 | 1 |  | 5 | 13 |  | 0 | 0 | 2 | 0 | 0 | 0 | 0 | 2 | Mod. 850 (1-2) ; Exp. LTE (GI) ; MIMO4 LTE (DF) ; AAS FDD (EH) ; | DEFH | GI(1-2) | 1 | 0 | 1 |  | Baseband 6651 | [12 empty] | INST : Mod. 850 / LTE 1900 / AAS FDD AWS&1900 / |  | MIC BO 3YPlan 2023_1BB_5R_2A | 17 | 1xBaseband 6651, 2xRadio 2219 B5, 2xRadio 4499 44B2/25 44B66A, 1xRadio AAS B25/B66, |  | 2xAntenna 4pH, | [25 empty] | 30 | 5 |  | 23 | [81 empty] | 1xBaseband 6651, 2xRadio 2219 B5, 2xRadio 4499 44B2/25 44B66A, 1xRadio AAS B25/B66, 2xAntenna 4pH,
380 | 0 | 0 | Proyecto Millicom Bolivia 3YPlan 2023 | LND | Landivar | In Services | -17.7849 | -63.1892 | Urban | Santa Cruz de la Sierra | Andres Ibanez | Santa Cruz | 6 | Monopolo | RBS6101 | - | 3 | 3 | 0 | 3 | 0 | 3 | 1 | 0 | 13 |  | 1 DUG 20 01-1 DUW 31 01-1 DUW 31 01-1 BB 6630 L | 3 RRU 12 B5 | 3 | 1 DUG 20 01 | 1 | RBS 6601_SHARE | 3 RRU 01 B5 | 3 | 1 DUW 31 01 | 1 | RBS6601_SHARE | 3 RRUS 01 B2 W | 3 | 1 DUW 31 01 | 1 | RBS6601_SHARE | N/A | 0 | N/A | 0 | N/A | 3 RRU 11 B4 | 3 | 1 BB 6630 L | 1 | RBS 6630 | 1 R 4415 B2/B25 | 1 | 0 BB 6630 L | 0 | RBS 6630 | 0 | 0 | 0 | 0 | 0 | 13 |  |  |  | 2024 | GWL |  |  | -Mod. 850 (1) ; Exp. LTE (HI) ; MIMO4 LTE (EF) ; AAS FDD (DG) ; | 1 | 0 | 0 | 2 | 0 | 1 |  | 4 | 13 |  | 0 | 0 | 2 | 0 | 0 | 0 | 0 | 2 | Mod. 850 (1) ; Exp. LTE (HI) ; MIMO4 LTE (EF) ; AAS FDD (DG) ; | DEFG | HI(1) | 2 | 0 | 1 |  | Baseband 6651 | [12 empty] | INST : Mod. 850 / LTE 1900 / AAS FDD AWS&1900 / |  | MIC BO 3YPlan 2023_1BB_4R_2A | 11 | 1xBaseband 6651, 1xRadio 2219 B5, 2xRadio 4499 44B2/25 44B66A, 1xRadio AAS B25/B66, |  | 2xAntenna 4pH, | [25 empty] | 30 | 4 |  | 21 | [81 empty] | 1xBaseband 6651, 1xRadio 2219 B5, 2xRadio 4499 44B2/25 44B66A, 1xRadio AAS B25/B66, 2xAntenna 4pH,
381 | RO 2021 - LTE Capacity H1_119 Sitios / LTE Coverage Co-Located H1 2020 | 0 | Proyecto Millicom Bolivia 3YPlan 2023 | BTH | B. Bethesda | In Services | -17.829 | -63.2216 | Urban | Santa Cruz de la Sierra | Andres Ibanez | Santa Cruz | 25 | Selfsupported | RBS6101 | E6150 | 3 | 3 | 0 | 0 | 3 | 2 | 0 | 0 | 11 |  | 1 BB6630 GWL | 3 RRU 12 B5 | 3 | 1 BB6630 GWL | 1 | RBS 6630 | 3 RRU 01 B5 | 3 | 0 BB6630 GWL | 0 | RBS 6630 | N/A | 0 | N/A | 0 | N/A | 3 R4449B5+B12 | 3 | 0 BB6630 GWL | 0 | RBS 6630 | 2 R 4415 B66A | 2 | 0 BB 6630 GWL | 0 | N/A | N/A | 0 | N/A | 0 | N/A | 0 | 0 | 0 | 0 | 0 | 11 |  |  |  | 2024 | GWL |  |  | -Mod. 850 (2-3) ; Exp. LTE (D) ; Sectorizar (EFHI) | 2 | 2 | 1 | 0 | 0 | 0 |  | 5 | 11 |  | 0 | 0 | 1 | 0 | 0 | 2 | 0 | 3 | Mod. 850 (2-3) ; Exp. LTE (D) ; Sectorizar (EFHI) | ABCEF | HID(2-3) | 1 | 0 | 0 | [14 empty] | INST : Mod. 850 / LTE AWS / Sectorize AWS&1900 / |  | MIC BO 3YPlan 2023_5R_3A | 3 | 2xRadio 2219 B5, 2xRadio 4415 B2/25, 1xRadio 4415 B66A, |  | 1xAntenna 4pH, 2xTwin Beam Antenna, | [25 empty] | 50 | 5 |  | 42 | [81 empty] | 2xRadio 2219 B5, 2xRadio 4415 B2/25, 1xRadio 4415 B66A, 1xAntenna 4pH, 2xTwin Beam Antenna,
382 | / LTE RO 2020 Capacity H1 - 1900Mhz | 0 | Proyecto Millicom Bolivia 3YPlan 2023 | VIL | Villa 1ro. de Mayo | In Services | -17.7957 | -63.1265 | Urban | Santa Cruz de la Sierra | Andres Ibanez | Santa Cruz | 40 | Selfsupported | PBC6200 | - | 3 | 3 | 0 | 0 | 3 | 3 | 3 | 0 | 15 |  | 1 DUG 20 01-1 DUW3101-1 DUS 31 02 | 3 RRUS 12 B5 G | 3 | 1 DUG 20 01 | 1 | RBS6601_SHARE | 3 RRUS 01 B5 W | 3 | 1 DUW3101 | 1 | RBS 6601 | N/A | 0 | N/A | 0 | N/A | 3 RRUS 11 B12 | 3 | 1 DUS 31 02 | 1 | RBS6601_SHARE | 3 RRU 11 B4 | 3 | 0 DUS 31 02 | 0 | RBS6601_SHARE | 3 R 2217B2 | 3 | 0 DUS 31 02 | 0 | RBS6601_SHARE | 0 | 0 | 0 | 0 | 0 | 15 |  |  |  | 2024 | GWL |  |  | -Mod. 850 (1-2-3) ; Sectorizar (DEFGHI) | 3 | 0 | 0 | 3 | 0 | 0 |  | 6 | 15 |  | 0 | 0 | 0 | 0 | 0 | 3 | 0 | 3 | Mod. 850 (1-2-3) ; Sectorizar (DEFGHI) | ABCDEFGHI | (1-2-3) | 12 | 1 | 0 | Baseband 6631 | [13 empty] | INST : Mod. 850 / Sectorize AWS&1900 / |  | MIC BO 3YPlan 2023_1BB_6R_3A | 20 | 1xBaseband 6631, 3xRadio 2219 B5, 3xRadio 4499 44B2/25 44B66A, |  | 3xTwin Beam Antenna, | [25 empty] | 70 | 6 |  | 59 | [81 empty] | 1xBaseband 6631, 3xRadio 2219 B5, 3xRadio 4499 44B2/25 44B66A, 3xTwin Beam Antenna,
383 | 0 | 0 | Proyecto Millicom Bolivia 3YPlan 2023 | SAV | Saavedra | In Services | -17.2322 | -63.2159 | Rural | General Saavedra | Obispo Santisteban | Santa Cruz | 40 | Selfsupported | RBS6101 | - | 3 | 3 | 0 | 0 | 1 | 3 | 0 | 0 | 10 |  | 1 DUG 20 01-1 DUW 31 01-1 DUS 31 01 | 3 RRU 12 B5 | 3 | 1 DUG 20 01 | 1 | RBS 6101 | 3 RRU 12 B5 | 3 | 1 DUW 31 01 | 1 | RBS6601 | N/A | 0 | N/A | 0 | N/A | 1 RRUS 11 B12 | 1 | 1 DUS 31 01 | 1 | RBS6101 | 3 RRU 11 B4 | 3 | 0 DUS 31 01 | 0 | RBS6101 | N/A | 0 | N/A | 0 | N/A | 0 | 0 | 0 | 0 | 0 | 10 |  |  |  | 2024 | GWL |  |  | -Mod. 850 (1) ; Exp. LTE (HI) ; MIMO4 LTE (EF) ; Sectorizar (DG) | 1 | 0 | 0 | 3 | 0 | 0 |  | 4 | 10 |  | 0 | 0 | 2 | 0 | 0 | 1 | 0 | 3 | Mod. 850 (1) ; Exp. LTE (HI) ; MIMO4 LTE (EF) ; Sectorizar (DG) | ADEF | GHI(1) | 1 | 1 | 0 | Baseband 6631 | [13 empty] | INST : Mod. 850 / LTE 1900 / Sectorize AWS&1900 / |  | MIC BO 3YPlan 2023_1BB_4R_3A | 12 | 1xBaseband 6631, 1xRadio 2219 B5, 3xRadio 4499 44B2/25 44B66A, |  | 2xAntenna 4pH, 1xTwin Beam Antenna, | [25 empty] | 70 | 4 |  | 59 | [81 empty] | 1xBaseband 6631, 1xRadio 2219 B5, 3xRadio 4499 44B2/25 44B66A, 2xAntenna 4pH, 1xTwin Beam Antenna,
384 | 0 | 0 | Proyecto Millicom Bolivia 3YPlan 2023 | HCR | Hotel Camino Real | In Services | -17.756 | -63.1988 | Urban | Santa Cruz de la Sierra | Andres Ibanez | Santa Cruz | 6 | Monopolo | RBS6101 | - | 3 | 3 | 0 | 0 | 0 | 3 | 2 | 0 | 11 |  | 1 DUG 20 01-1 DUW 31 01-1 BB 6630 L | 3 RRU 12 B5 | 3 | 1 DUG 20 01 | 1 | RBS 6601 | 3 RRU 01 B5 | 3 | 1 DUW 31 01 | 1 | RBS 6601 | N/A | 0 | N/A | 0 | N/A | N/A | 0 | N/A | 0 | N/A | 3 RRUS 11 B4 | 3 | 1 BB 6630 L | 1 | RBS 6630 | 2 R 4415 B2/B25 | 2 | 0 BB 6630 L | 0 | RBS6630 | 0 | 0 | 0 | 0 | 0 | 11 |  |  |  | 2024 | GWL |  |  | -Mod. 850 (3) ; Exp. LTE (H) ; MIMO4 LTE (E) ; AAS FDD (FI) ; | 1 | 0 | 0 | 1 | 0 | 1 |  | 3 | 11 |  | 0 | 0 | 1 | 0 | 0 | 0 | 0 | 1 | Mod. 850 (3) ; Exp. LTE (H) ; MIMO4 LTE (E) ; AAS FDD (FI) ; | DEFGI | H(3) | 1 | 0 | 1 |  | Baseband 6651 | [12 empty] | INST : Mod. 850 / LTE 1900 / AAS FDD AWS&1900 / |  | MIC BO 3YPlan 2023_1BB_3R_1A | 1 | 1xBaseband 6651, 1xRadio 2219 B5, 1xRadio 4499 44B2/25 44B66A, 1xRadio AAS B25/B66, |  | 1xAntenna 4pH, | [25 empty] | 30 | 3 |  | 21 | [81 empty] | 1xBaseband 6651, 1xRadio 2219 B5, 1xRadio 4499 44B2/25 44B66A, 1xRadio AAS B25/B66, 1xAntenna 4pH,
385 | / LTE RO 2020 Capacity H1 - 1900Mhz | 0 | Proyecto Millicom Bolivia 3YPlan 2023 | BTR | B. Tropical | In Services | -17.7442 | -63.1885 | Urban | Santa Cruz de la Sierra | Andres Ibanez | Santa Cruz | 40 | Selfsupported | PBC6200 | - | 3 | 3 | 0 | 0 | 0 | 3 | 3 | 0 | 12 |  | 1 DUG 20 01-1 DUW 31 01-1 DUS 31 02 | 3 RRU 12 B5 | 3 | 1 DUG 20 01 | 1 | RBS 6601_SHARE | 3 RRU 01 B5 | 3 | 1 DUW 31 01 | 1 | RBS 6601 | N/A | 0 | N/A | 0 | N/A | N/A | 0 | N/A | 0 | N/A | 3 RRUS 11 B4 | 3 | 1 DUS 31 02 | 1 | RBS 6601_SHARE | 3 R 2217B2 | 3 | 0 DUS 31 02 | 0 | RBS 6601_SHARE | 0 | 0 | 0 | 0 | 0 | 12 |  |  |  | 2024 | GWL |  |  | -Mod. 850 (2-3) ; Exp. LTE (ABC) ; MIMO4 LTE (DG) ; Sectorizar (EFHI) | 2 | 0 | 0 | 3 | 2 | 0 |  | 7 | 12 |  | 2 | 1 | 0 | 0 | 0 | 2 | 0 | 5 | Mod. 850 (2-3) ; Exp. LTE (ABC) ; MIMO4 LTE (DG) ; Sectorizar (EFHI) | DEFGHI | ABC(2-3) | 1 | 1 | 0 | Baseband 6631 | [13 empty] | INST : Mod. 850 / LTE 700 / Sectorize AWS&1900 / |  | MIC BO 3YPlan 2023_1BB_7R_5A | 2 | 1xBaseband 6631, 2xRadio 2219 B5, 3xRadio 4499 44B2/25 44B66A, 2xRadio 4478 B12A, |  | 2xAntenna 2pL, 1xAntenna 2pL4pH, 2xTwin Beam Antenna, | [25 empty] | 70 | 7 |  | 59 | [81 empty] | 1xBaseband 6631, 2xRadio 2219 B5, 3xRadio 4499 44B2/25 44B66A, 2xRadio 4478 B12A, 2xAntenna 2pL, 1xAntenna 2pL4pH, 2xTwin Beam Antenna,
386 | / LTE RO 2020 Capacity H1 - AWS | 0 | Proyecto Millicom Bolivia 3YPlan 2023 | EQI | Equipetrol Norte | In Services | -17.7587 | -63.1995 | Urban | Santa Cruz de la Sierra | Andres Ibanez | Santa Cruz | 8 | Mástil | RBS6101 | E6150 | 3 | 3 | 0 | 0 | 0 | 3 | 2 | 0 | 11 |  | 1 DUG 20 01-1 DUW 31 01-1 BB 6630 (L) | 3 RRUS 12 B5 G | 3 | 1 DUG 20 01 | 1 | RBS 6601_SHARE | 3 RRUS 01 B5 W | 3 | 1 DUW 31 01 | 1 | RBS 6601_SHARE | N/A | 0 | N/A | 0 | N/A | N/A | 0 | N/A | 0 | N/A | 3 R 4415B66A | 3 | 1 BB 6630 (L) | 1 | RBS 6630 | 2 R 4415 B2/B25 | 2 | 0 BB 6630 (L) | 0 | RBS 6630 | 0 | 0 | 0 | 0 | 0 | 11 |  |  |  | 2024 | GWL |  |  | -Mod. 850 (3) ; AAS FDD (FI) ; | 1 | 0 | 0 | 0 | 0 | 1 |  | 2 | 11 |  | 0 | 0 | 0 | 0 | 0 | 0 | 0 | 0 | Mod. 850 (3) ; AAS FDD (FI) ; | DEFHI | (3) | 1 | 0 | 1 |  | Baseband 6651 | [12 empty] | INST : Mod. 850 / AAS FDD AWS&1900 / |  | MIC BO 3YPlan 2023_1BB_2R | 1 | 1xBaseband 6651, 1xRadio 2219 B5, 1xRadio AAS B25/B66, | [27 empty] | 30 | 2 |  | 23 | [81 empty] | 1xBaseband 6651, 1xRadio 2219 B5, 1xRadio AAS B25/B66,
387 | RO 2021 - LTE Capacity H2/ / LTE RO 2019 Capacity H2 | 0 | Proyecto Millicom Bolivia 3YPlan 2023 | TDV | Tigo - Doble Via | In Services | -17.8174 | -63.2111 | Urban | Santa Cruz de la Sierra | Andres Ibanez | Santa Cruz | 21 | Poste Metálico | Enclosure 6150 | RBS6101 | 3 | 3 | 0 | 0 | 0 | 3 | 1 | 0 | 10 |  | 1 DUG 20 01-1 DUW3101-1 BB 6630 L | 3 RRUS01B5 G | 3 | 1 DUG 20 01 | 1 | RBS 6101 | 3 RRUS01B5 W | 3 | 1 DUW3101 | 1 | RBS 6101 | N/A | 0 | N/A | 0 | N/A | N/A | 0 | 0 BB 6630 L | 0 | RBS6630 | 1 RRUS 11B4 ; 2 R 4415 B66A | 3 | 1 BB 6630 L | 1 | RBS6630 | 1 R 4415 B2/B25 | 1 | 0 BB 6630 L | 0 | RBS6630 | 0 | 0 | 0 | 0 | 0 | 10 |  |  |  | 2024 | GWL |  |  | -Mod. 850 (1) ; Exp. LTE (HI) ; MIMO4 LTE (E) ; AAS FDD (DG) ; | 1 | 1 | 0 | 1 | 0 | 1 |  | 4 | 10 |  | 0 | 0 | 2 | 0 | 0 | 0 | 0 | 2 | Mod. 850 (1) ; Exp. LTE (HI) ; MIMO4 LTE (E) ; AAS FDD (DG) ; | DEFG | HI(1) | 1 | 0 | 1 |  | Baseband 6651 | [12 empty] | INST : Mod. 850 / LTE 1900 / AAS FDD AWS&1900 / |  | MIC BO 3YPlan 2023_1BB_4R_2A | 11 | 1xBaseband 6651, 1xRadio 2219 B5, 1xRadio 4415 B2/25, 1xRadio 4499 44B2/25 44B66A, 1xRadio AAS B25/B66, |  | 2xAntenna 4pH, | [25 empty] | 50 | 4 |  | 37 | [81 empty] | 1xBaseband 6651, 1xRadio 2219 B5, 1xRadio 4415 B2/25, 1xRadio 4499 44B2/25 44B66A, 1xRadio AAS B25/B66, 2xAntenna 4pH,
388 | 0 | 0 | Proyecto Millicom Bolivia 3YPlan 2023 | SIM | Simon Lopez | In Services | -17.3622 | -66.1774 | Urban | Cochabamba | Cercado (CBBA) | Cochabamba | 40 | Selfsupported | PBC6200 | - | 0 | 0 | 3 | 0 | 3 | 3 | 2 | 0 | 11 |  | 1 BB 5216 GW-1 BB 5212 L | 3 R 2219 B5 GW | 3 | 1 BB 5216 GW | 1 | RBS 6601_SHARE | 0 R 2219 B5 GW | 0 | 0 BB 5216 GW | 0 | RBS 6601_SHARE | N/A | 0 | N/A | 0 | N/A | 3 RRUS 11 B12 | 3 | 1 BB 5212 L | 1 | RBS6601_SHARE | 3 RRUS 32 B4 | 3 | 0 BB 5212 L | 0 | RBS6601_SHARE | 2 R 4415 B2/B25 | 2 | 0 DUS 31 01 | 0 | RBS 6601 | 0 | 0 | 0 | 0 | 0 | 11 |  |  |  | 2024 | GWL |  |  | -Mod. 850 (2-3) ; Exp. LTE (G) ; Sectorizar (FI) | 0 | 1 | 0 | 0 | 0 | 0 |  | 1 | 11 |  | 0 | 0 | 1 | 0 | 0 | 1 | 0 | 2 | Mod. 850 (2-3) ; Exp. LTE (G) ; Sectorizar (FI) | ABCDEFHI | G(2-3) | 1 | 1 | 0 | Baseband 6631 | [13 empty] | INST : Mod. 850 / LTE 1900 / Sectorize AWS&1900 / |  | MIC BO 3YPlan 2023_1BB_1R_2A | 6 | 1xBaseband 6631, 1xRadio 4415 B2/25, |  | 1xAntenna 4pH, 1xTwin Beam Antenna, | [25 empty] | 70 | 1 |  | 59 | [81 empty] | 1xBaseband 6631, 1xRadio 4415 B2/25, 1xAntenna 4pH, 1xTwin Beam Antenna,
389 | RO 2021 - LTE Capacity H2/New Sites_H1_2021 | 0 | Proyecto Millicom Bolivia 3YPlan 2023 | CSA | Camino San Andres | In Services | -21.5625 | -64.8007 | Rural | San Andres | San Andres | Santa Cruz | 40 | Selfsupported | Enclosure 6150 | - | 0 | 3 | 0 | 0 | 3 | 3 | 2 | 0 | 11 |  | 1 BB 6630 W-1 BB 6630 L | N/A | 0 | N/A | 0 | N/A | 3 R 2219 B5 | 3 | 1 BB 6630 W | 1 | RBS 6630 | N/A | 0 | N/A | 0 | N/A | 3 R 4478 B12A | 3 | 0 BB 6630 L | 0 | RBS6630 | 3 R 4415 B66A | 3 | 1 BB 6630 L | 1 | RBS6630 | 2 R 4415 B2/B25 | 2 | 0 BB 6630 L | 0 | RBS6630 | N/A | 0 | N/A | 0 | N/A | 11 |  |  |  | 2024 | WL |  |  | -Mod. 850 (1) ; Sectorizar (DG) | 0 | 1 | 0 | 0 | 0 | 0 |  | 1 | 11 |  | 0 | 0 | 0 | 0 | 0 | 1 | 0 | 1 | Mod. 850 (1) ; Sectorizar (DG) | ABCDEFI | G(1) | 3 | 0 | 0 | [14 empty] | INST : Mod. 850 / Sectorize AWS&1900 / |  | MIC BO 3YPlan 2023_1R_1A | 9 | 1xRadio 4415 B2/25, |  | 1xTwin Beam Antenna, | [25 empty] | 70 | 1 |  | 59 | [81 empty] | 1xRadio 4415 B2/25, 1xTwin Beam Antenna,
390 | RO H1 2021 New Sites / LTE RO 2019 Capacity H1 | 0 | Proyecto Millicom Bolivia 3YPlan 2023 | FRA2 | Zona Franca 2 | In Services | -17.5884 | -63.1492 | Urban | 0 | 0 | Santa Cruz | 45 | Poste Metálico | Enclosure 6150 | 0 | 0 | 3 | 0 | 0 | 3 | 3 | 0 | 0 | 9 |  | 1 BB 6630 WL | N/A | 0 | N/A | 0 | N/A | 3 R 2219 B5 | 3 | 1 BB 6630 WL | 1 | RBS 6630 | N/A | 0 | N/A | 0 | N/A | 2 R 4478 B12A | 3 | 0 BB 6630 WL | 0 | RBS 6630 | 3 R 4415 B66A | 3 | 0 BB 6630 WL | 0 | RBS 6630 | N/A | 0 | N/A | 0 | N/A | 0 | 0 | 0 | 0 | 0 | 9 |  |  |  | 2024 | WL |  |  | -Mod. 850 (1-2-3) ; Exp. LTE (I) ; Sectorizar (DEGH) | 0 | 3 | 0 | 0 | 0 | 0 |  | 3 | 9 |  | 0 | 0 | 1 | 0 | 0 | 2 | 0 | 3 | Mod. 850 (1-2-3) ; Exp. LTE (I) ; Sectorizar (DEGH) | ABCDEF | GHI(1-2-3) | 2 | 0 | 0 | [14 empty] | INST : Mod. 850 / LTE 1900 / Sectorize AWS&1900 / |  | MIC BO 3YPlan 2023_3R_3A | 27 | 3xRadio 4415 B2/25, |  | 1xAntenna 4pH, 2xTwin Beam Antenna, | [25 empty] | 70 | 3 |  | 64 | [81 empty] | 3xRadio 4415 B2/25, 1xAntenna 4pH, 2xTwin Beam Antenna,
391 | / LTE Coverage New Sites H1 2020 | 0 | Proyecto Millicom Bolivia 3YPlan 2023 | ULJ | Urb Los Jardines | In Services | -17.9036 | -63.0619 | Rural | Santa Cruz de la Sierra | 0 | Santa Cruz | 40 | Selfsupported | Enclosure 6150 | - | 0 | 3 | 0 | 0 | 3 | 3 | 0 | 0 | 9 |  | 1 BB 6630 WL | N/A | 0 | N/A | 0 | N/A | 3 R 2219 B5 | 3 | 1 BB 6630 WL | 1 | RBS 6630 | N/A | 0 | N/A | 0 | N/A | 3 R 4478 B12A | 3 | 0 BB 6630 WL | 0 | RBS 6630 | 3 R 4415 B66A | 3 | 0 BB 6630 WL | 0 | RBS 6630 | N/A | 0 | N/A | 0 | N/A | N/A | 0 | N/A | 0 | N/A | 9 |  |  |  | 2024 | WL |  |  | -Mod. 850 (3) ; Exp. LTE (G) ; Sectorizar (FI) | 0 | 2 | 0 | 0 | 0 | 0 |  | 2 | 9 |  | 0 | 0 | 1 | 0 | 0 | 1 | 0 | 2 | Mod. 850 (3) ; Exp. LTE (G) ; Sectorizar (FI) | ABCDEF | IG(3) | 2 | 0 | 0 | [14 empty] | INST : Mod. 850 / LTE 1900 / Sectorize AWS&1900 / |  | MIC BO 3YPlan 2023_2R_2A | 20 | 2xRadio 4415 B2/25, |  | 1xAntenna 4pH, 1xTwin Beam Antenna, | [25 empty] | 70 | 2 |  | 59 | [81 empty] | 2xRadio 4415 B2/25, 1xAntenna 4pH, 1xTwin Beam Antenna,
392 | 0 | 0 | Proyecto Millicom Bolivia 3YPlan 2023 | VES | Villa Esperanza | In Services | -17.855 | -63.1737 | Urban | Santa Cruz de la Sierra | Andres Ibanez | Santa Cruz | 40 | Selfsupported | PBC6200 | - | 3 | 3 | 0 | 0 | 0 | 3 | 2 | 0 | 11 |  | 1 DUG 20 01-1 DUW4101-1 DUS 31 02 | 3 RRU 12 B5 | 3 | 1 DUG 20 01 | 1 | RBS6601_SHARE | 3 RRUS01B5 W | 3 | 1 DUW4101 | 1 | RBS 6601 | N/A | 0 | N/A | 0 | N/A | N/A | 0 | N/A | 0 | N/A | 3 RRU 11 B4 | 3 | 1 DUS 31 02 | 1 | RBS6601_SHARE | 2 R 4415 B2/B25 | 2 | 0 DUS 31 02 | 0 | RBS6601_SHARE | 0 | 0 | 0 | 0 | 0 | 11 |  |  |  | 2024 | GWL |  |  | -Mod. 850 (1-3) ; Exp. LTE (CH) ; MIMO4 LTE (EF) ; AAS FDD (DG) ; | 2 | 0 | 1 | 1 | 1 | 1 |  | 6 | 11 |  | 0 | 1 | 1 | 0 | 0 | 0 | 0 | 2 | Mod. 850 (1-3) ; Exp. LTE (CH) ; MIMO4 LTE (EF) ; AAS FDD (DG) ; | DEFGI | CH(1-3) | 1 | 1 | 1 | Baseband 6631 | Baseband 6651 | [12 empty] | INST : Mod. 850 / LTE 700 / LTE 1900 / AAS FDD AWS&1900 / |  | MIC BO 3YPlan 2023_2BB_6R_2A | 18 | 1xBaseband 6631, 1xBaseband 6651, 2xRadio 2219 B5, 1xRadio 4415 B66A, 1xRadio 4499 44B2/25 44B66A, 1xRadio 4478 B12A, 1xRadio AAS B25/B66, |  | 1xAntenna 2pL4pH, 1xAntenna 4pH, | [25 empty] | 70 | 6 |  | 59 | [81 empty] | 1xBaseband 6631, 1xBaseband 6651, 2xRadio 2219 B5, 1xRadio 4415 B66A, 1xRadio 4499 44B2/25 44B66A, 1xRadio 4478 B12A, 1xRadio AAS B25/B66, 1xAntenna 2pL4pH, 1xAntenna 4pH,
393 | 0 | 0 | Proyecto Millicom Bolivia 3YPlan 2023 | CPY | Copy Color | In Services | -17.7737 | -63.1839 | Urban | Santa Cruz de la Sierra | Andres Ibanez | Santa Cruz | 6 | Monopolo | RBS6101 | - | 3 | 3 | 0 | 3 | 0 | 3 | 1 | 0 | 13 |  | 1 DUG 20 01-1 DUW 31 01-1 DUW 31 01-1 BB 6630 L | 3 RRUS 12B5 | 3 | 1 DUG 20 01 | 1 | RBS 6101 | 3 RRUS 01B5 W | 3 | 1 DUW 31 01 | 1 | RBS 6101 | 3 RRUS 01 B2 W | 3 | 1 DUW 31 01 | 1 | RBS 6101 | N/A | 0 | N/A | 0 | N/A | 3 RRUS 32 B4 | 3 | 1 BB 6630 L | 1 | RBS 6630 | 1 R 4415 B2/B25 | 1 | 0 BB 6630 L | 0 | RBS 6630 | 0 | 0 | 0 | 0 | 0 | 13 |  |  |  | 2024 | GWL |  |  | -Mod. 850 (1-2) ; Exp. LTE (HI) ; AAS FDD (DG) ; | 2 | 2 | 0 | 0 | 0 | 1 |  | 5 | 13 |  | 0 | 0 | 2 | 0 | 0 | 0 | 0 | 2 | Mod. 850 (1-2) ; Exp. LTE (HI) ; AAS FDD (DG) ; | DEFG | HI(1-2) | 4 | 0 | 1 |  | Baseband 6651 | [12 empty] | INST : Mod. 850 / LTE 1900 / AAS FDD AWS&1900 / |  | MIC BO 3YPlan 2023_1BB_5R_2A | 17 | 1xBaseband 6651, 2xRadio 2219 B5, 2xRadio 4415 B2/25, 1xRadio AAS B25/B66, |  | 2xAntenna 4pH, | [25 empty] | 30 | 5 |  | 21 | [81 empty] | 1xBaseband 6651, 2xRadio 2219 B5, 2xRadio 4415 B2/25, 1xRadio AAS B25/B66, 2xAntenna 4pH,
394 | Swap Oruro & Potosí 2021 | 0 | Proyecto Millicom Bolivia 3YPlan 2023 | CMI | Casco Minero | In Services | -17.9295 | -67.1184 | 0 | - | - | Oruro | 40 | Selfsupported | Enclosure 6150 | 0 | 0 | 0 | 3 | 0 | 0 | 0 | 0 | 3 | 6 |  | 1 BB 6630 GW | 3 R 2219 B5 | 3 | 1 BB 6630 GW | 1 | RBS 6630 | 0 2219 B5 | 0 | 0 BB 6630 GW | 2 | RBS 6630 | N/A | 0 | N/A | 2 | N/A | N/A | 0 | N/A | 0 | N/A | N/A | 0 | N/A | 0 | N/A | N/A | 0 | N/A | 0 | N/A | 3 R 4499 B2B25B66A | 3 | 1 BB 6630 L | 1 | RBS 6630 | 6 |  |  |  | 2024 | GWL |  |  | -Mod. 850 (1-3) ; Exp. LTE (AC) ; Sectorizar (DFGI) | 0 | 0 | 0 | 0 | 1 | 0 |  | 1 | 6 |  | 2 | 0 | 0 | 0 | 0 | 2 | 0 | 4 | Mod. 850 (1-3) ; Exp. LTE (AC) ; Sectorizar (DFGI) | DEFGHI | AC(1-3) | 1 | 0 | 0 | [14 empty] | INST : Mod. 850 / LTE 700 / Sectorize AWS&1900 / |  | MIC BO 3YPlan 2023_1R_4A | 1 | 1xRadio 4478 B12A, |  | 2xAntenna 2pL, 2xTwin Beam Antenna, | [25 empty] | 70 | 1 |  | 59 | [81 empty] | 1xRadio 4478 B12A, 2xAntenna 2pL, 2xTwin Beam Antenna,
395 | Swap Oruro & Potosí 2021 | 0 | Proyecto Millicom Bolivia 3YPlan 2023 | EVU | Estadio Victor A.Ugarte | In Services | -19.5793 | -65.7636 | 0 | - | - | Potosi | 10 | Selfsupported | Enclosure 6150 | 0 | 0 | 0 | 3 | 0 | 0 | 0 | 0 | 3 | 6 |  | 1 BB 6630 GWL | 3 R 2219 B5 | 3 | 1 BB 6630 GWL | 1 | RBS 6630 | 0 2219 B5 | 0 | 0 BB 6630 GWL | 1 | RBS 6630 | N/A | 0 | N/A | 1 | N/A | N/A | 0 | N/A | 0 | N/A | N/A | 0 | N/A | 0 | N/A | N/A | 0 | N/A | 0 | N/A | 3 R 4499 B2B25B66A | 3 | 0 BB 6630 GWL | 0 | RBS 6630 | 6 |  |  |  | 2024 | GWL |  |  | -Mod. 850 (2-3) ; Exp. LTE (C) ; AAS FDD (EH) ; Sectorizar (FI) | 0 | 0 | 0 | 0 | 1 | 1 |  | 2 | 6 |  | 0 | 0 | 0 | 1 | 0 | 1 | 0 | 2 | Mod. 850 (2-3) ; Exp. LTE (C) ; AAS FDD (EH) ; Sectorizar (FI) | DEFGHI | C(2-3) | 1 | 0 | 1 |  | Baseband 6651 | [12 empty] | INST : Mod. 850 / LTE 700 / Sectorize AWS&1900 / AAS FDD AWS&1900 / |  | MIC BO 3YPlan 2023_1BB_2R_2A | 28 | 1xBaseband 6651, 1xRadio 4478 B12A, 1xRadio AAS B25/B66, |  | 1xAntenna 4pL, 1xTwin Beam Antenna, | [25 empty] | 30 | 2 |  | 25 | [81 empty] | 1xBaseband 6651, 1xRadio 4478 B12A, 1xRadio AAS B25/B66, 1xAntenna 4pL, 1xTwin Beam Antenna,
396 | RO 2021 - LTE Capacity H1_119 Sitios / LTE RO 2019 New Sites/High Load Cells_Only F1 | 0 | Proyecto Millicom Bolivia 3YPlan 2023 | IGM | Ingenio Minero | In Services | -17.1008 | -63.2388 | Rural | Mineros | Obispo Santisteban | Santa Cruz | 25 | Selfsupported | Enclosure 6150 | N/A | 0 | 3 | 0 | 0 | 3 | 3 | 0 | 0 | 9 |  | 1 BB 6630 WL | N/A | 0 | N/A | 0 | N/A | 3 R 2219 B5 | 3 | 1 BB 6630 WL | 1 | RBS 6630 | N/A | 0 | N/A | 0 | N/A | 3 RRUS 11 B12 | 3 | 0 BB 6630 WL | 0 | RBS 6630 | 3 R 4415 B66A | 3 | 0 BB 6630 WL | 0 | N/A | N/A | 0 | N/A | 0 | N/A | 0 | 0 | 0 | 0 | 0 | 9 |  |  |  | 2024 | WL |  |  | -Mod. 850 (2-3) ; Exp. LTE (GH) ; Sectorizar (FI) | 0 | 3 | 0 | 0 | 0 | 0 |  | 3 | 9 |  | 0 | 0 | 2 | 0 | 0 | 1 | 0 | 3 | Mod. 850 (2-3) ; Exp. LTE (GH) ; Sectorizar (FI) | ABCDEF | IGH(2-3) | 4 | 0 | 0 | [14 empty] | INST : Mod. 850 / LTE 1900 / Sectorize AWS&1900 / |  | MIC BO 3YPlan 2023_3R_3A | 27 | 3xRadio 4415 B2/25, |  | 2xAntenna 4pH, 1xTwin Beam Antenna, | [25 empty] | 50 | 3 |  | 42 | [81 empty] | 3xRadio 4415 B2/25, 2xAntenna 4pH, 1xTwin Beam Antenna,
397 | Swap Oruro & Potosí 2021 | 0 | Proyecto Millicom Bolivia 3YPlan 2023 | TRE2 | Estación de Trenes II | In Services | -17.9736 | -67.1071 | 0 | - | - | Oruro | 6 | Monopolo | Enclosure 6150 | 0 | 0 | 3 | 0 | 0 | 0 | 0 | 0 | 3 | 6 |  | 1 BB 6630 W | N/A | 0 | N/A | 0 | N/A | 3 R 2219 B5 | 3 | 1 BB 6630 W | 2 | RBS 6630 | N/A | 0 | N/A | 2 | N/A | N/A | 0 | N/A | 0 | N/A | N/A | 0 | N/A | 0 | N/A | N/A | 0 | N/A | 0 | N/A | 3 R 4499 B2B25B66A | 3 | 1 BB 6630 L | 1 | RBS 6630 | 6 |  |  |  | 2024 | WL |  |  | -Mod. 850 (1-2-3) ; Exp. LTE (B) ; AAS FDD (FI) ; Sectorizar (DEGH) | 0 | 0 | 0 | 0 | 1 | 1 |  | 2 | 6 |  | 0 | 0 | 0 | 1 | 0 | 2 | 0 | 3 | Mod. 850 (1-2-3) ; Exp. LTE (B) ; AAS FDD (FI) ; Sectorizar (DEGH) | DEFGHI | B(1-2-3) | 1 | 0 | 1 |  | Baseband 6651 | [12 empty] | INST : Mod. 850 / LTE 700 / Sectorize AWS&1900 / AAS FDD AWS&1900 / |  | MIC BO 3YPlan 2023_1BB_2R_3A | 8 | 1xBaseband 6651, 1xRadio 4478 B12A, 1xRadio AAS B25/B66, |  | 1xAntenna 4pL, 2xTwin Beam Antenna, | [25 empty] | 30 | 2 |  | 21 | [81 empty] | 1xBaseband 6651, 1xRadio 4478 B12A, 1xRadio AAS B25/B66, 1xAntenna 4pL, 2xTwin Beam Antenna,
398 | / LTE RO 2020 Capacity H1 - 1900Mhz | 0 | Proyecto Millicom Bolivia 3YPlan 2023 | ACC | Av. Cesar Cronembold | In Services | -17.7634 | -63.1842 | Urban | Santa Cruz de la Sierra | Andres Ibanez | Santa Cruz | 25 | Selfsupported | PBC6200 | - | 3 | 3 | 0 | 0 | 0 | 3 | 3 | 0 | 12 |  | 1 DUG 20 01-1 DUW 31 01-1 DUS 31 02 | 3 RRU 12 B5 | 3 | 1 DUG 20 01 | 1 | RBS 6601_SHARE | 3 RRU 01 B5 | 3 | 1 DUW 31 01 | 1 | RBS 6601_SHARE | N/A | 0 | N/A | 0 | N/A | N/A | 0 | N/A | 0 | N/A | 3 RRU 11 B4 | 3 | 1 DUS 31 02 | 1 | RBS 6601_SHARE | 3 R 2217B2 | 3 | 0 DUS 31 02 | 0 | RBS 6601_SHARE | 0 | 0 | 0 | 0 | 0 | 12 |  |  |  | 2024 | GWL |  |  | -Mod. 850 (1-2-3) ; Exp. LTE (C) ; Sectorizar (DEFGHI) | 3 | 0 | 0 | 3 | 1 | 0 |  | 7 | 12 |  | 1 | 0 | 0 | 0 | 0 | 3 | 0 | 4 | Mod. 850 (1-2-3) ; Exp. LTE (C) ; Sectorizar (DEFGHI) | DEFGHI | C(1-2-3) | 2 | 1 | 0 | Baseband 6631 | [13 empty] | INST : Mod. 850 / LTE 700 / Sectorize AWS&1900 / |  | MIC BO 3YPlan 2023_1BB_7R_4A | 2 | 1xBaseband 6631, 3xRadio 2219 B5, 3xRadio 4499 44B2/25 44B66A, 1xRadio 4478 B12A, |  | 1xAntenna 2pL, 3xTwin Beam Antenna, | [25 empty] | 50 | 7 |  | 42 | [81 empty] | 1xBaseband 6631, 3xRadio 2219 B5, 3xRadio 4499 44B2/25 44B66A, 1xRadio 4478 B12A, 1xAntenna 2pL, 3xTwin Beam Antenna,
399 | Swap Oruro & Potosí 2021 | 0 | Proyecto Millicom Bolivia 3YPlan 2023 | ULL | Urb. Los Lirios | In Services | -17.9897 | -67.1225 | 0 | - | - | Oruro | 40 | Selfsupported | Enclosure 6150 | 0 | 0 | 0 | 3 | 0 | 2 | 2 | 1 | 0 | 8 |  | 1 BB 6630 GW-1 BB 6630 L | 3 R 2219 B5 | 3 | 1 BB 6630 GW | 1 | RBS 6630 | 0 2219 B5 | 0 | 0 BB 6630 GW | 2 | RBS 6630 | N/A | 0 | N/A | 2 | N/A | 2 R 4449 B5 B12A | 2 | 1 BB 6630 L | 1 | RBS 6630 | 1 R 4415 B66A ; 1 R 4499 B2B25B66A | 2 | 0 BB 6630 L | 0 | RBS 6630 | 1 R 4499 B2B25B66A | 1 | 0 BB 6630 L | 0 | N/A | N/A | 0 | N/A | 0 | RBS 6630 | 8 |  |  |  | 2024 | GWL |  |  | -Mod. 850 (2) ; Exp. LTE (F) ; MIMO4 LTE (I) ; Sectorizar (EH) | 0 | 0 | 0 | 0 | 0 | 0 |  | 0 | 8 |  | 0 | 0 | 0 | 0 | 0 | 1 | 0 | 1 | Mod. 850 (2) ; Exp. LTE (F) ; MIMO4 LTE (I) ; Sectorizar (EH) | ABCDEGHI | F(2) | 1 | 0 | 0 | [14 empty] | INST : Mod. 850 / LTE AWS / Sectorize AWS&1900 / |  | MIC BO 3YPlan 2023_1A | 3 |  |  | 1xTwin Beam Antenna, | [25 empty] | 70 | 0 |  | 59 | [81 empty] | 1xTwin Beam Antenna,
400 | RO 2021 - LTE Capacity H1_119 Sitios / Desinstalación H1 1900 2020 | 0 | Proyecto Millicom Bolivia 3YPlan 2023 | SIP2 | Sipe Sipe II | In Services | -17.4526 | -66.3581 | Rural | Sipe Sipe | Quillacollo | Cochabamba | 40 | Selfsupported | Enclosure 6150 | - | 0 | 0 | 3 | 0 | 0 | 3 | 3 | 0 | 9 |  | 1 BB 5216 GW-1 BB 5212 L | 3 R 2219 B5 GW | 3 | 1 BB 5216 GW | 1 | RBS 6601_SHARE | 0 R 2219 B5 GW | 0 | 0 BB 5216 GW | 0 | RBS 6601_SHARE | N/A | 0 | N/A | 0 | N/A | N/A | 0 | N/A | 0 | N/A | 3 RRUS 32 B4 | 3 | 1 BB 5212 L | 1 | RBS6601_SHARE | 3 R 4415 B2/B25 | 3 | 0 BB 5212 L | 0 | RBS 6601 | 0 | 0 | 0 | 0 | 0 | 9 |  |  |  | 2024 | GWL |  |  | -Mod. 850 (1-2-3) ; Exp. LTE (ABC) ; MIMO4 LTE (DEF) ; | 0 | 0 | 0 | 0 | 2 | 0 |  | 2 | 9 |  | 3 | 0 | 0 | 0 | 0 | 0 | 0 | 3 | Mod. 850 (1-2-3) ; Exp. LTE (ABC) ; MIMO4 LTE (DEF) ; | DEFGHI | ABC(1-2-3) | 1 | 1 | 0 | Baseband 6631 | [13 empty] | INST : Mod. 850 / LTE 700 / |  | MIC BO 3YPlan 2023_1BB_2R_3A | 8 | 1xBaseband 6631, 2xRadio 4478 B12A, |  | 3xAntenna 2pL, | [25 empty] | 70 | 2 |  | 59 | [81 empty] | 1xBaseband 6631, 2xRadio 4478 B12A, 3xAntenna 2pL,
401 | Swap Oruro & Potosí 2021 | 0 | Proyecto Millicom Bolivia 3YPlan 2023 | UTF | U. Tomas Fr | In Services | -19.5874 | -65.7563 | 0 | - | - | Potosi | 6 | Monopolo | Enclosure 6150 | 0 | 0 | 0 | 3 | 0 | 0 | 0 | 0 | 3 | 6 |  | 1 BB 6630 GWL | 3 R 2219 B5 | 3 | 1 BB 6630 GWL | 1 | RBS 6630 | 0 2219 B5 | 0 | 0 BB 6630 GWL | 1 | RBS 6630 | N/A | 0 | N/A | 1 | N/A | N/A | 0 | N/A | 0 | N/A | N/A | 0 | N/A | 0 | N/A | N/A | 0 | N/A | 0 | N/A | 3 R 4499 B2B25B66A | 3 | 0 BB 6630 GWL | 0 | RBS 6630 | 6 |  |  |  | 2024 | GWL |  |  | -Mod. 850 (1-2-3) ; Exp. LTE (AC) ; Sectorizar (FI) | 0 | 0 | 0 | 0 | 1 | 0 |  | 1 | 6 |  | 0 | 0 | 0 | 2 | 0 | 1 | 0 | 3 | Mod. 850 (1-2-3) ; Exp. LTE (AC) ; Sectorizar (FI) | DEFGHI | AC(1-2-3) | 1 | 0 | 0 | [14 empty] | INST : Mod. 850 / LTE 700 / Sectorize AWS&1900 / |  | MIC BO 3YPlan 2023_1R_3A | 3 | 1xRadio 4478 B12A, |  | 2xAntenna 4pL, 1xTwin Beam Antenna, | [25 empty] | 30 | 1 |  | 21 | [81 empty] | 1xRadio 4478 B12A, 2xAntenna 4pL, 1xTwin Beam Antenna,
402 | RO 2021 - LTE Capacity H1_119 Sitios / | 0 | Proyecto Millicom Bolivia 3YPlan 2023 | FOI | Foianini | In Services | -17.7947 | -63.1468 | Urban | Santa Cruz de la Sierra | Andres Ibanez | Santa Cruz | 25 | Selfsupported | RBS6101 | - | 3 | 3 | 0 | 0 | 3 | 3 | 1 | 0 | 13 |  | 1 DUG 20 01-1 DUW 31 01-1 DUS 31 01 | 3 RRUS 01 B5 G | 3 | 1 DUG 20 01 | 1 | RBS 6601 | 3 RRU 01 B5 W | 3 | 1 DUW 31 01 | 1 | RBS 6601 | N/A | 0 | N/A | 0 | N/A | 3 RRUS 11 B12 | 3 | 1 DUS 31 01 | 1 | RBS6601 | 1 RRUS 11 B4 2 RRUS 32 B4 | 3 | 0 DUS 31 01 | 0 | RBS6601 | 1 R 4415 B2/B25 | 1 | 0 DUS 3101 | 0 | RBS 6101 | 0 | 0 | 0 | 0 | 0 | 13 |  |  |  | 2024 | GWL |  |  | -Mod. 850 (1-3) ; Exp. LTE (H) ; MIMO4 LTE (E) ; AAS FDD (DG) ; Sectorizar (FI) | 2 | 0 | 0 | 2 | 0 | 1 |  | 5 | 13 |  | 0 | 0 | 1 | 0 | 0 | 1 | 0 | 2 | Mod. 850 (1-3) ; Exp. LTE (H) ; MIMO4 LTE (E) ; AAS FDD (DG) ; Sectorizar (FI) | ABCDEFG | IH(1-3) | 1 | 1 | 1 | Baseband 6631 | Baseband 6651 | [12 empty] | INST : Mod. 850 / LTE 1900 / Sectorize AWS&1900 / AAS FDD AWS&1900 / |  | MIC BO 3YPlan 2023_2BB_5R_2A | 8 | 1xBaseband 6631, 1xBaseband 6651, 2xRadio 2219 B5, 2xRadio 4499 44B2/25 44B66A, 1xRadio AAS B25/B66, |  | 1xAntenna 4pH, 1xTwin Beam Antenna, | [25 empty] | 50 | 5 |  | 42 | [81 empty] | 1xBaseband 6631, 1xBaseband 6651, 2xRadio 2219 B5, 2xRadio 4499 44B2/25 44B66A, 1xRadio AAS B25/B66, 1xAntenna 4pH, 1xTwin Beam Antenna,
403 | / New Sites H1 2019/High Load Cells_Only F1 | 0 | Proyecto Millicom Bolivia 3YPlan 2023 | SRRU | Santa Rita Rural | In Services | -17.9479 | -62.968 | Rural | Santa Cruz de la Sierra | Santa Cruz de la Sierra | Santa Cruz | 40 | Selfsupported | Enclosure 6150 | N/A | 0 | 3 | 0 | 0 | 3 | 1 | 0 | 0 | 7 |  | 1 BB 6630 WL | N/A | 0 | N/A | 0 | N/A | 3 R 2219 B5 | 3 | 1 BB 6630 WL | 1 | RBS 6630 | N/A | 0 | N/A | 0 | N/A | 3 RRUS 11 B12 | 3 | 0 BB 6630 WL | 0 | RBS 6630 | 1 R 4415 B66A | 1 | 0 BB 6630 WL | 0 | RBS 6630 | N/A | 0 | N/A | 0 | N/A | 0 | 0 | 0 | 0 | 0 | 7 |  |  |  | 2024 | WL |  |  | -Exp. LTE (DEI) ; | 0 | 1 | 2 | 0 | 0 | 0 |  | 3 | 7 |  | 0 | 0 | 3 | 0 | 0 | 0 | 0 | 3 | Exp. LTE (DEI) ; | ABCF | DEI | 1 | 0 | 0 | [14 empty] | INST : LTE 1900 / LTE AWS / |  | MIC BO 3YPlan 2023_3R_3A | 27 | 1xRadio 4415 B2/25, 2xRadio 4415 B66A, |  | 3xAntenna 4pH, | [25 empty] | 70 | 3 |  | 59 | [81 empty] | 1xRadio 4415 B2/25, 2xRadio 4415 B66A, 3xAntenna 4pH,
404 | 0 | 0 | Proyecto Millicom Bolivia 3YPlan 2023 | MER | Mercado | In Services | -17.7883 | -63.1855 | Urban | Santa Cruz de la Sierra | Andres Ibanez | Santa Cruz | 10 | Monopolo | PBC6200 | - | 3 | 3 | 0 | 3 | 3 | 3 | 0 | 0 | 15 |  | 1 DUG 20 01-1 DUW 31 01-1 DUW 31 01-1 DUS 31 02 | 3 RRUS 12 B5 | 3 | 1 DUG 20 01 | 1 | RBS6601_SHARE | 3 RRUS 01 B5 | 3 | 1 DUW 31 01 | 1 | RBS6601 | 3 RRUS 01 B2 | 3 | 1 DUW 31 01 | 1 | RBS6601 | 3 RRUS 11 B12 | 3 | 1 DUS 31 02 | 1 | RBS6601_SHARE | 3 RRUS 32 B4 | 3 | 0 DUS 31 02 | 0 | RBS6601_SHARE | N/A | 0 | N/A | 0 | N/A | 0 | 0 | 0 | 0 | 0 | 15 |  |  |  | 2024 | GWL |  |  | -Mod. 850 (1-3) ; Exp. LTE (H) ; Sectorizar (DFGI) | 2 | 3 | 0 | 0 | 0 | 0 |  | 5 | 15 |  | 0 | 0 | 1 | 0 | 0 | 2 | 0 | 3 | Mod. 850 (1-3) ; Exp. LTE (H) ; Sectorizar (DFGI) | ABCDEF | GIH(1-3) | 3 | 1 | 0 | Baseband 6631 | [13 empty] | INST : Mod. 850 / LTE 1900 / Sectorize AWS&1900 / |  | MIC BO 3YPlan 2023_1BB_5R_3A | 9 | 1xBaseband 6631, 2xRadio 2219 B5, 3xRadio 4415 B2/25, |  | 1xAntenna 4pH, 2xTwin Beam Antenna, | [25 empty] | 30 | 5 |  | 25 | [81 empty] | 1xBaseband 6631, 2xRadio 2219 B5, 3xRadio 4415 B2/25, 1xAntenna 4pH, 2xTwin Beam Antenna,
405 | Swap Oruro & Potosí 2021 | 0 | Proyecto Millicom Bolivia 3YPlan 2023 | MBO | Mercado Bolivar | In Services | -17.9687 | -67.1057 | 0 | - | - | Oruro | 6 | Monopolo | Enclosure 6150 | 0 | 0 | 0 | 3 | 0 | 0 | 0 | 0 | 3 | 6 |  | 1 BB 6630 GW | 3 R 2219 B5 | 3 | 1 BB 6630 GW | 1 | RBS 6630 | 0 2219 B5 | 0 | 0 BB 6630 GW | 2 | RBS 6630 | N/A | 0 | N/A | 2 | N/A | N/A | 0 | N/A | 0 | N/A | N/A | 0 | N/A | 0 | N/A | N/A | 0 | N/A | 0 | N/A | 3 R 4499 B2B25B66A | 3 | 1 BB 6630 L | 1 | RBS 6630 | 6 |  |  |  | 2024 | GWL |  |  | -Mod. 850 (1-2) ; Exp. LTE (C) ; AAS FDD (EH) ; Sectorizar (DG) | 0 | 0 | 0 | 0 | 1 | 1 |  | 2 | 6 |  | 0 | 0 | 0 | 1 | 0 | 1 | 0 | 2 | Mod. 850 (1-2) ; Exp. LTE (C) ; AAS FDD (EH) ; Sectorizar (DG) | DEFGHI | C(1-2) | 1 | 0 | 1 |  | Baseband 6651 | [12 empty] | INST : Mod. 850 / LTE 700 / Sectorize AWS&1900 / AAS FDD AWS&1900 / |  | MIC BO 3YPlan 2023_1BB_2R_2A | 28 | 1xBaseband 6651, 1xRadio 4478 B12A, 1xRadio AAS B25/B66, |  | 1xAntenna 4pL, 1xTwin Beam Antenna, | [25 empty] | 30 | 2 |  | 21 | [81 empty] | 1xBaseband 6651, 1xRadio 4478 B12A, 1xRadio AAS B25/B66, 1xAntenna 4pL, 1xTwin Beam Antenna,
406 | 0 | RO 2022 Capacity H2 | Proyecto Millicom Bolivia 3YPlan 2023 | BPT | B. Periodista | In Services | -17.8172 | -63.2246 | Urban | Santa Cruz de la Sierra | Andres Ibanez | Santa Cruz | 25 | Selfsupported | RBS6101 | - | 3 | 3 | 0 | 0 | 0 | 3 | 2 | 0 | 11 |  | 1 DUG 20 01-1 DUW 31 01-1 BB 5212 L | 3 RRUS 12 B5 | 3 | 1 DUG 20 01 | 1 | RBS6601 Share | 3 RRUS 01 B5 | 3 | 1 DUW 31 01 | 1 | RBS6601 | N/A | 0 | N/A | 0 | N/A | N/A | 0 | N/A | 0 | N/A | 3 RRUS 32 B4 | 3 | 1 BB 5212 L | 1 | RBS6601 Share | 2 R 4415 B2 B25 | 2 | 0 BB 5212 L | 0 | RBS 6101 | 0 | 0 | 0 | 0 | 0 | 11 |  |  |  | 2024 | GWL |  |  | -Mod. 850 (1-3) ; Exp. LTE (C) ; MIMO4 LTE (I) ; Sectorizar (DG) | 2 | 0 | 0 | 0 | 1 | 0 |  | 3 | 11 |  | 1 | 0 | 0 | 0 | 0 | 1 | 0 | 2 | Mod. 850 (1-3) ; Exp. LTE (C) ; MIMO4 LTE (I) ; Sectorizar (DG) | DEFGI | C(1-3) | 1 | 1 | 0 | Baseband 6631 | [13 empty] | INST : Mod. 850 / LTE 700 / Sectorize AWS&1900 / |  | MIC BO 3YPlan 2023_1BB_3R_2A | 6 | 1xBaseband 6631, 2xRadio 2219 B5, 1xRadio 4478 B12A, |  | 1xAntenna 2pL, 1xTwin Beam Antenna, | [25 empty] | 50 | 3 |  | 42 | [81 empty] | 1xBaseband 6631, 2xRadio 2219 B5, 1xRadio 4478 B12A, 1xAntenna 2pL, 1xTwin Beam Antenna,
407 | 0 | 0 | Proyecto Millicom Bolivia 3YPlan 2023 | UPS | Upsa | In Services | -17.763 | -63.1503 | Urban | Santa Cruz de la Sierra | Andres Ibanez | Santa Cruz | 8 | Monopolo | RBS6101 | - | 0 | 0 | 3 | 3 | 0 | 3 | 3 | 0 | 12 |  | 1 DUG 20 01-1 DUW3101-1 DUW 31 01-1 BB 5212 L | 3 RRU 01 B5 | 3 | 1 DUG 20 01 | 1 | RBS 6101 | 0 RRUS01B5 W | 0 | 1 DUW3101 | 1 | RBS 6101 | 3 RRUS 01 B2 W | 3 | 1 DUW 31 01 | 1 | RBS 6101 | N/A | 0 | N/A | 0 | N/A | 3 RRUS 32 B4 | 3 | 1 BB 5212 L | 1 | RBS6101 | 3 R 4415 B2/B25 | 3 | 0 BB 5212 L | 0 | RBS6101 | 0 | 0 | 0 | 0 | 0 | 12 |  |  |  | 2024 | GWL |  |  | -Mod. 850 (1-2) ; AAS FDD (EH) ; Sectorizar (DG) | 2 | 0 | 0 | 0 | 0 | 1 |  | 3 | 12 |  | 0 | 0 | 0 | 0 | 0 | 1 | 0 | 1 | Mod. 850 (1-2) ; AAS FDD (EH) ; Sectorizar (DG) | DEFGHI | (1-2) | 1 | 1 | 1 | Baseband 6631 | Baseband 6651 | [12 empty] | INST : Mod. 850 / Sectorize AWS&1900 / AAS FDD AWS&1900 / |  | MIC BO 3YPlan 2023_2BB_3R_1A | 3 | 1xBaseband 6631, 1xBaseband 6651, 2xRadio 2219 B5, 1xRadio AAS B25/B66, |  | 1xTwin Beam Antenna, | [25 empty] | 30 | 3 |  | 23 | [81 empty] | 1xBaseband 6631, 1xBaseband 6651, 2xRadio 2219 B5, 1xRadio AAS B25/B66, 1xTwin Beam Antenna,
408 | RO 2021 - LTE Capacity H2/ / LTE RO 2020 Capacity H1 - AWS | 0 | Proyecto Millicom Bolivia 3YPlan 2023 | PI3 | Parque Industrial III | In Services | -17.7551 | -63.1383 | Urban | Santa Cruz de la Sierra | Andres Ibanez | Santa Cruz | 40 | Selfsupported | PU6210 | - | 3 | 3 | 0 | 0 | 0 | 3 | 1 | 0 | 10 |  | 1 BB 6630 GW-1 BB 6630 L | 3 RRUS 12 B5 G | 3 | 1 BB 6630 GW | 1 | RBS 6630 | 3 RRUS 01 B5 W | 3 | 0 BB 6630 GW | 0 | RBS 6630 | N/A | 0 | N/A | 0 | N/A | N/A | 0 | 0 BB 6630 L | 0 | RBS6630 | 2 R 4415 B66A ; 1 RRUS 32 B4 | 3 | 1 BB 6630 L | 1 | RBS6630 | 1 R 4415 B2/B25 | 1 | 0 BB 6630 L | 0 | RBS6630 | 0 | 0 | 0 | 0 | 0 | 10 |  |  |  | 2024 | GWL |  |  | -Mod. 850 (1-2) ; Exp. LTE (G) ; AAS FDD (EH) ; | 2 | 1 | 0 | 0 | 0 | 1 |  | 4 | 10 |  | 0 | 0 | 1 | 0 | 0 | 0 | 0 | 1 | Mod. 850 (1-2) ; Exp. LTE (G) ; AAS FDD (EH) ; | DEFH | G(1-2) | 1 | 0 | 1 |  | Baseband 6651 | [12 empty] | INST : Mod. 850 / LTE 1900 / AAS FDD AWS&1900 / |  | MIC BO 3YPlan 2023_1BB_4R_1A | 4 | 1xBaseband 6651, 2xRadio 2219 B5, 1xRadio 4415 B2/25, 1xRadio AAS B25/B66, |  | 1xAntenna 4pH, | [25 empty] | 70 | 4 |  | 59 | [81 empty] | 1xBaseband 6651, 2xRadio 2219 B5, 1xRadio 4415 B2/25, 1xRadio AAS B25/B66, 1xAntenna 4pH,
409 | / LTE RO 2020 Capacity H2 - 1900Mhz | 0 | Proyecto Millicom Bolivia 3YPlan 2023 | URO | Urb. Romar | In Services | -17.735 | -63.1174 | Urban | Santa Cruz de la Sierra | Andres Ibanez | Santa Cruz | 60 | Selfsupported | PBC6200 | - | 3 | 3 | 0 | 3 | 0 | 2 | 0 | 0 | 11 |  | 1 DUG 20 01-1 DUW4101-1 DUW 31 01-1 BB 5216 L | 3 RRU 12 B5 | 3 | 1 DUG 20 01 | 1 | RBS6601_SHARE | 3 RRUS12B5 W | 3 | 1 DUW4101 | 1 | RBS 6601 | 3 RRUS 01 B2 W | 3 | 1 DUW 31 01 | 1 | RBS 6601 | N/A | 0 | N/A | 0 | N/A | 2 RADIO 4415 B66A | 2 | 1 BB 5216 L | 1 | RBS6601_SHARE | N/A | 0 | N/A | 0 | N/A | 0 | 0 | 0 | 0 | 0 | 11 |  |  |  | 2024 | GWL |  |  | -Mod. 850 (1-2) ; Sectorizar (DEGH) | 2 | 0 | 0 | 0 | 0 | 0 |  | 2 | 11 |  | 0 | 0 | 0 | 0 | 0 | 2 | 0 | 2 | Mod. 850 (1-2) ; Sectorizar (DEGH) | DEGH | (1-2) | 2 | 1 | 0 | Baseband 6631 | [13 empty] | INST : Mod. 850 / Sectorize AWS&1900 / |  | MIC BO 3YPlan 2023_1BB_2R_2A | 28 | 1xBaseband 6631, 2xRadio 2219 B5, |  | 2xTwin Beam Antenna, | [25 empty] | 100 | 2 |  | 81 | [81 empty] | 1xBaseband 6631, 2xRadio 2219 B5, 2xTwin Beam Antenna,
410 | 0 | RO 2022 Capacity H2 | Proyecto Millicom Bolivia 3YPlan 2023 | GRT | Maria Goreti | In Services | -17.7699 | -63.1779 | Urban | Santa Cruz de la Sierra | Andres Ibanez | Santa Cruz | 6 | Monopolo | RBS6101 | - | 3 | 3 | 0 | 0 | 0 | 3 | 2 | 0 | 11 |  | 1 DUG 20 01-1 DUW 31 01-1 DUS 31 02 | 3 RRUS 01 B5 | 3 | 1 DUG 20 01 | 1 | RBS6601_SHARE | 3 RRUS 01 B5 | 3 | 1 DUW 31 01 | 1 | RBS6601 | N/A | 0 | N/A | 0 | N/A | N/A | 0 | N/A | 0 | N/A | 3 RRUS 32 B4 | 3 | 1 DUS 31 02 | 1 | RBS6601_SHARE | 2 R 4415 B2 B25 | 2 | 0 DUS 31 02 | 0 | RBS6601_SHARE | 0 | 0 | 0 | 0 | 0 | 11 |  |  |  | 2024 | GWL |  |  | -Mod. 850 (1-2-3) ; Exp. LTE (CGH) ; Sectorizar (FI) | 3 | 1 | 0 | 0 | 1 | 0 |  | 5 | 11 |  | 0 | 0 | 1 | 1 | 0 | 1 | 0 | 3 | Mod. 850 (1-2-3) ; Exp. LTE (CGH) ; Sectorizar (FI) | DEFHI | CG(1-2-3) | 1 | 1 | 0 | Baseband 6631 | [13 empty] | INST : Mod. 850 / LTE 700 / LTE 1900 / Sectorize AWS&1900 / |  | MIC BO 3YPlan 2023_1BB_5R_3A | 9 | 1xBaseband 6631, 3xRadio 2219 B5, 1xRadio 4415 B2/25, 1xRadio 4478 B12A, |  | 1xAntenna 4pH, 1xAntenna 4pL, 1xTwin Beam Antenna, | [25 empty] | 30 | 5 |  | 21 | [81 empty] | 1xBaseband 6631, 3xRadio 2219 B5, 1xRadio 4415 B2/25, 1xRadio 4478 B12A, 1xAntenna 4pH, 1xAntenna 4pL, 1xTwin Beam Antenna, | [17 empty] | 242
411 | / LTE RO 2019 Capacity H2 | 0 | Proyecto Millicom Bolivia 3YPlan 2023 | CRG | Chiriguano | In Services | -17.7895 | -63.2056 | Urban | Santa Cruz de la Sierra | Andres Ibanez | Santa Cruz | 21 | Poste Metálico | RBS6101 | - | 3 | 0 | 0 | 0 | 0 | 3 | 0 | 0 | 6 |  | 1 BB 6630 GL | 3 RRUS01B5 G | 3 | 1 BB 6630 GL | 1 | RBS 6630 | N/A | 0 | N/A | 0 | N/A | N/A | 0 | N/A | 0 | N/A | N/A | 0 | N/A | 0 | N/A | 3 R 4415 B66A | 3 | 0 BB 6630 GL | 0 | RBS 6630 | N/A | 0 | N/A | 0 | N/A | 0 | 0 | 0 | 0 | 0 | 6 |  |  |  | 2024 | GL |  |  | -Mod. 850 (2) ; Exp. LTE (GHI) ; | 1 | 3 | 0 | 0 | 0 | 0 |  | 4 | 6 |  | 0 | 0 | 3 | 0 | 0 | 0 | 0 | 3 | Mod. 850 (2) ; Exp. LTE (GHI) ; | DEF | GHI(2) | 5 | 0 | 0 | [14 empty] | INST : Mod. 850 / LTE 1900 / |  | MIC BO 3YPlan 2023_4R_3A | 10 | 1xRadio 2219 B5, 3xRadio 4415 B2/25, |  | 3xAntenna 4pH, | [25 empty] | 50 | 4 |  | 37 | [81 empty] | 1xRadio 2219 B5, 3xRadio 4415 B2/25, 3xAntenna 4pH,
412 | 0 | 0 | Proyecto Millicom Bolivia 3YPlan 2023 | VCO | Virgen de Cotoca | In Services | -17.7818 | -63.1565 | Urban | Santa Cruz de la Sierra | Andres Ibanez | Santa Cruz | 12 | Selfsupported | PU6210 | - | 3 | 3 | 0 | 0 | 0 | 3 | 1 | 0 | 10 |  | 1 DUG 20 01-1 DUW4101-1 BB 6630 L | 3 RRU 12 B5 | 3 | 1 DUG 20 01 | 1 | RBS6601_SHARE | 3 RRUS01B5 W | 3 | 1 DUW4101 | 1 | RBS 6601 | N/A | 0 | N/A | 0 | N/A | N/A | 0 | N/A | 0 | N/A | 3 RRU 11 B4 | 3 | 1 BB 6630 L | 1 | RBS6101 | 1 R 4415 B2/B25 | 1 | 0 BB 6630 L | 0 | RBS 6630 | 0 | 0 | 0 | 0 | 0 | 10 |  |  |  | 2024 | GWL |  |  | -Mod. 850 (1-2-3) ; Exp. LTE (GI) ; MIMO4 LTE (DF) ; AAS FDD (EH) ; | 3 | 0 | 0 | 2 | 0 | 1 |  | 6 | 10 |  | 0 | 0 | 2 | 0 | 0 | 0 | 0 | 2 | Mod. 850 (1-2-3) ; Exp. LTE (GI) ; MIMO4 LTE (DF) ; AAS FDD (EH) ; | DEFH | GI(1-2-3) | 1 | 0 | 1 |  | Baseband 6651 | [12 empty] | INST : Mod. 850 / LTE 1900 / AAS FDD AWS&1900 / |  | MIC BO 3YPlan 2023_1BB_6R_2A | 11 | 1xBaseband 6651, 3xRadio 2219 B5, 2xRadio 4499 44B2/25 44B66A, 1xRadio AAS B25/B66, |  | 2xAntenna 4pH, | [25 empty] | 30 | 6 |  | 27 | [81 empty] | 1xBaseband 6651, 3xRadio 2219 B5, 2xRadio 4499 44B2/25 44B66A, 1xRadio AAS B25/B66, 2xAntenna 4pH,
413 | RO 2021 - LTE Capacity H1_119 Sitios / High Load Cells_Only F1 | 0 | Proyecto Millicom Bolivia 3YPlan 2023 | LIM | Limoncito | In Services | -18.0305 | -63.4042 | Rural | El Torno | Andres Ibanez | Santa Cruz | 60 | Selfsupported | PBC6200 | - | 0 | 0 | 3 | 0 | 3 | 2 | 0 | 0 | 8 |  | 1 DUG 20 01-1 DUW 31 01-1 DUS 31 02 | 3 RRUS 12 B5 | 3 | 1 DUG 20 01 | 1 | RBS6601_SHARE | 0 RRUS 12 B5 | 0 | 1 DUW 31 01 | 1 | RBS6601 | N/A | 0 | N/A | 0 | N/A | 3 RRUS 11 B12 | 3 | 1 DUS 31 02 | 1 | RBS6601_SHARE | 2 R 4415 B66A | 2 | 0 DUS 31 01 | 0 | N/A | N/A | 0 | N/A | 0 | N/A | 0 | 0 | 0 | 0 | 0 | 8 |  |  |  | 2024 | GWL |  |  | -Mod. 850 (1) ; Exp. LTE (G) ; | 1 | 1 | 0 | 0 | 0 | 0 |  | 2 | 8 |  | 0 | 0 | 1 | 0 | 0 | 0 | 0 | 1 | Mod. 850 (1) ; Exp. LTE (G) ; | ABCDF | G(1) | 2 | 1 | 0 | Baseband 6631 | [13 empty] | INST : Mod. 850 / LTE 1900 / |  | MIC BO 3YPlan 2023_1BB_2R_1A | 6 | 1xBaseband 6631, 1xRadio 2219 B5, 1xRadio 4415 B2/25, |  | 1xAntenna 4pH, | [25 empty] | 100 | 2 |  | 81 | [81 empty] | 1xBaseband 6631, 1xRadio 2219 B5, 1xRadio 4415 B2/25, 1xAntenna 4pH,
414 | RO 2021 - LTE Capacity H2/ / High Load Cells_Only F1 | 0 | Proyecto Millicom Bolivia 3YPlan 2023 | LBA | Las Barreras | In Services | -17.4495 | -63.1868 | Rural | Warnes | Warnes | Santa Cruz | 60 | Selfsupported | PBC6200 | - | 0 | 0 | 3 | 0 | 3 | 1 | 1 | 0 | 8 |  | 1 DUG 20 01-1 DUW 31 01-1 BB 6330 L | 3 RRUS 12 B5 | 3 | 1 DUG 20 01 | 1 | RBS6601_SHARE | 0 RRUS 12 B5 | 0 | 1 DUW 31 01 | 1 | RBS6601 | N/A | 0 | N/A | 0 | N/A | 3 RRUS 11 B12 | 3 | 0 BB 6330 L | 0 | RBS 6630 | 1 R4415 B66A | 1 | 1 BB 6330 L | 1 | RBS 6630 | 1 R 4415 B2/B25 | 1 | 0 BB 6330 L | 0 | RBS 6630 | 0 | 0 | 0 | 0 | 0 | 8 |  |  |  | 2024 | GWL |  |  | -Mod. 850 (1) ; Exp. LTE (EF) ; Sectorizar (DG) | 1 | 0 | 2 | 0 | 0 | 0 |  | 3 | 8 |  | 0 | 0 | 2 | 0 | 0 | 1 | 0 | 3 | Mod. 850 (1) ; Exp. LTE (EF) ; Sectorizar (DG) | ABCDG | EF(1) | 2 | 0 | 0 | [14 empty] | INST : Mod. 850 / LTE AWS / Sectorize AWS&1900 / |  | MIC BO 3YPlan 2023_3R_3A | 27 | 1xRadio 2219 B5, 2xRadio 4415 B66A, |  | 2xAntenna 4pH, 1xTwin Beam Antenna, | [25 empty] | 100 | 3 |  | 81 | [81 empty] | 1xRadio 2219 B5, 2xRadio 4415 B66A, 2xAntenna 4pH, 1xTwin Beam Antenna,
415 | / High Load Cells_Only F1 | 0 | Proyecto Millicom Bolivia 3YPlan 2023 | BJO | Bermejo | In Services | -22.7338 | -64.338 | Rural | Bermejo | Arce | Tarija | 60 | Selfsupported | RBS6101 | - | 3 | 3 | 0 | 0 | 3 | 3 | 0 | 0 | 12 |  | 1 DUG 20 01-1 DUW 41 01-1 DUS 31 01 | 3 RRUS 12 B5 G | 3 | 1 DUG 20 01 | 1 | RBS 6601_SHARE | 3 RRUS 01 B5 W | 3 | 1 DUW 41 01 | 1 | RBS 6601 | N/A | 0 | N/A | 0 | N/A | 3 RRUS 11 B12 | 3 | 1 DUS 31 01 | 1 | RBS6601_SHARE | 3 RRUS 11 B4 | 3 | 0 DUS 31 02 | 0 | RBS6601_SHARE | N/A | 0 | N/A | 0 | N/A | 0 | 0 | 0 | 0 | 0 | 12 |  |  |  | 2024 | GWL |  |  | -Exp. LTE (GH) ; MIMO4 LTE (DEF) ; | 0 | 0 | 1 | 2 | 0 | 0 |  | 3 | 12 |  | 0 | 0 | 3 | 0 | 0 | 0 | 0 | 3 | Exp. LTE (GH) ; MIMO4 LTE (DEF) ; | ABCDEF | GH | 1 | 1 | 0 | Baseband 6631 | [13 empty] | INST : LTE 1900 / |  | MIC BO 3YPlan 2023_1BB_3R_3A | 31 | 1xBaseband 6631, 1xRadio 4415 B66A, 2xRadio 4499 44B2/25 44B66A, |  | 3xAntenna 4pH, | [25 empty] | 100 | 3 |  | 81 | [81 empty] | 1xBaseband 6631, 1xRadio 4415 B66A, 2xRadio 4499 44B2/25 44B66A, 3xAntenna 4pH,
416 | RO 2021 - LTE Capacity H2/RO 2021 - LTE Capacity H1_119 Sitios / LTE Coverage New Sites H1 2020 | 0 | Proyecto Millicom Bolivia 3YPlan 2023 | SJE | San Jerónimo | In Services | -21.9875 | -63.6888 | Rural | Yacuiba | Yacuiba | Tarija | 40 | Selfsupported | Enclosure 6150 | 0 | 0 | 3 | 0 | 0 | 3 | 1 | 1 | 0 | 8 |  | 1 BB 6630 W-1 BB 6630 L | N/A | 0 | N/A | 0 | N/A | 3 R 2219 B5 W | 3 | 1 BB 6630 W | 1 | RBS 6630 | N/A | 0 | N/A | 0 | N/A | 3 RRUS 11 B12 | 3 | 0 BB 6630 L | 0 | RBS 6630 | 1 Radio 4415B66A | 1 | 1 BB 6630 L | 1 | RBS 6630 | 1 R 4415 B2/B25 | 1 | 0 BB 6630 L | 0 | RBS 6630 | 0 | 0 | 0 | 0 | 0 | 8 |  |  |  | 2024 | WL |  |  | -Mod. 850 (1) ; Exp. LTE (DHI) ; MIMO4 LTE (E) ; | 0 | 1 | 1 | 1 | 0 | 0 |  | 3 | 8 |  | 0 | 0 | 3 | 0 | 0 | 0 | 0 | 3 | Mod. 850 (1) ; Exp. LTE (DHI) ; MIMO4 LTE (E) ; | ABCFG | EDHI(1) | 1 | 0 | 0 | [14 empty] | INST : Mod. 850 / LTE 1900 / LTE AWS / |  | MIC BO 3YPlan 2023_3R_3A | 27 | 1xRadio 4415 B2/25, 1xRadio 4415 B66A, 1xRadio 4499 44B2/25 44B66A, |  | 3xAntenna 4pH, | [25 empty] | 70 | 3 |  | 59 | [81 empty] | 1xRadio 4415 B2/25, 1xRadio 4415 B66A, 1xRadio 4499 44B2/25 44B66A, 3xAntenna 4pH,
417 | / LTE RO 2020 Capacity H1 - AWS/High Load Cells_Only F1 | 0 | Proyecto Millicom Bolivia 3YPlan 2023 | GBR2 | Guabira II | In Services | -17.2955 | -63.2705 | Rural | Montero | Obispo Santisteban | Santa Cruz | 25 | Selfsupported | Enclosure 6150 | - | 0 | 3 | 0 | 0 | 3 | 3 | 0 | 0 | 9 |  | 1 BB 5216 WL | N/A | 0 | N/A | 0 | N/A | 3 R 2219 B5 | 3 | 1 BB 5216 WL | 1 | RBS 6601 | N/A | 0 | N/A | 0 | N/A | 3 RRUS 11 B12 | 3 | 0 BB 5216 WL | 0 | RBS 6601 | 3 R 4415 B66A | 3 | 0 BB 5216 WL | 0 | RBS 6601 | N/A | 0 | N/A | 0 | N/A | 0 | 0 | 0 | 0 | 0 | 9 |  |  |  | 2024 | WL |  |  | -Mod. 850 (2) ; Exp. LTE (G) ; Sectorizar (EH) | 0 | 2 | 0 | 0 | 0 | 0 |  | 2 | 9 |  | 0 | 0 | 1 | 0 | 0 | 1 | 0 | 2 | Mod. 850 (2) ; Exp. LTE (G) ; Sectorizar (EH) | ABCDEF | HG(2) | 1 | 1 | 0 | Baseband 6631 | [13 empty] | INST : Mod. 850 / LTE 1900 / Sectorize AWS&1900 / |  | MIC BO 3YPlan 2023_1BB_2R_2A | 28 | 1xBaseband 6631, 2xRadio 4415 B2/25, |  | 1xAntenna 4pH, 1xTwin Beam Antenna, | [25 empty] | 50 | 2 |  | 42 | [81 empty] | 1xBaseband 6631, 2xRadio 4415 B2/25, 1xAntenna 4pH, 1xTwin Beam Antenna,
418 | RO 2021 - LTE Capacity H2-P1 / High Load Cells_Only F1 | 0 | Proyecto Millicom Bolivia 3YPlan 2023 | UAQ | Urb. Aqualand | In Services | -17.6391 | -63.1586 | Urban | Warnes | Warnes | Santa Cruz | 40 | Selfsupported | RBS6101 | - | 3 | 3 | 0 | 0 | 3 | 2 | 0 | 0 | 11 |  | 1 DUG 20 01-1 BB 6630 WL | 3 RRUS01B5 | 3 | 1 DUG 20 01 | 1 | RBS 6101 | 3 RRUS01B5 | 3 | 1 BB 6630 WL | 1 | RBS 6630 | N/A | 0 | N/A | 0 | N/A | 3 RRUS 11 B12 | 3 | 0 BB 6630 WL | 0 | RBS 6630 | 1 R 4415 B66A ; 1 RRUS 32 B4 | 2 | 0 BB 6630 WL | 0 | RBS 6630 | N/A | 0 | N/A | 0 | N/A | 0 | 0 | 0 | 0 | 0 | 11 |  |  |  | 2024 | GWL |  |  | -Mod. 850 (3) ; Exp. LTE (EGI) ; | 1 | 2 | 1 | 0 | 0 | 0 |  | 4 | 11 |  | 0 | 0 | 3 | 0 | 0 | 0 | 0 | 3 | Mod. 850 (3) ; Exp. LTE (EGI) ; | ABCDF | EGI(3) | 1 | 0 | 0 | [14 empty] | INST : Mod. 850 / LTE 1900 / LTE AWS / |  | MIC BO 3YPlan 2023_4R_3A | 10 | 1xRadio 2219 B5, 2xRadio 4415 B2/25, 1xRadio 4415 B66A, |  | 3xAntenna 4pH, | [25 empty] | 70 | 4 |  | 59 | [81 empty] | 1xRadio 2219 B5, 2xRadio 4415 B2/25, 1xRadio 4415 B66A, 3xAntenna 4pH,
419 | / LTE RO 2019 Capacity H1 | 0 | Proyecto Millicom Bolivia 3YPlan 2023 | ARL | Hotel Arenal | In Services | -17.7803 | -63.179 | Urban | Santa Cruz de la Sierra | Andres Ibanez | Santa Cruz | 6 | Monopolo | RBS6101 | - | 3 | 3 | 0 | 0 | 0 | 2 | 1 | 0 | 9 |  | 1 DUG 20 01-1 BB 6630 WL | 3 RRUS 01 B5 G | 3 | 1 DUG 20 01 | 1 | RBS 6601 | 3 RRU 01 B5 W | 3 | 1 BB 6630 WL | 1 | RBS 6601 | N/A | 0 | N/A | 0 | N/A | N/A | 0 | N/A | 0 | N/A | 2 Radio 4415B66A | 2 | 0 BB 6630 WL | 0 | RBS 6601 | 1 R 4415 B2/B25 | 1 | 0 BB 6630 WL | 0 | RBS 6601 | 0 | 0 | 0 | 0 | 0 | 9 |  |  |  | 2024 | GWL |  |  | -Mod. 850 (1-2) ; Exp. LTE (H) ; AAS FDD (DG) ; | 2 | 1 | 0 | 0 | 0 | 1 |  | 4 | 9 |  | 0 | 0 | 1 | 0 | 0 | 0 | 0 | 1 | Mod. 850 (1-2) ; Exp. LTE (H) ; AAS FDD (DG) ; | DEG | H(1-2) | 1 | 0 | 1 |  | Baseband 6651 | [12 empty] | INST : Mod. 850 / LTE 1900 / AAS FDD AWS&1900 / |  | MIC BO 3YPlan 2023_1BB_4R_1A | 4 | 1xBaseband 6651, 2xRadio 2219 B5, 1xRadio 4415 B2/25, 1xRadio AAS B25/B66, |  | 1xAntenna 4pH, | [25 empty] | 30 | 4 |  | 21 | [81 empty] | 1xBaseband 6651, 2xRadio 2219 B5, 1xRadio 4415 B2/25, 1xRadio AAS B25/B66, 1xAntenna 4pH,
420 | / Desinstalación H1 1900 2020 | 0 | Proyecto Millicom Bolivia 3YPlan 2023 | EOM | Edif. Omontes | In Services | -17.3966 | -66.1578 | Urban | Cochabamba | Cercado (CBBA) | Cochabamba | 6 | Monopolo | Enclosure 6150 | - | 0 | 0 | 3 | 0 | 0 | 3 | 2 | 0 | 8 |  | 1 BB 5216 GW-1 BB 5212 L | 3 R 2219 B5 GW | 3 | 1 BB 5216 GW | 1 | RBS 6601_SHARE | 0 R 2219 B5 GW | 0 | 0 BB 5216 GW | 0 | RBS 6601_SHARE | N/A | 0 | N/A | 0 | N/A | N/A | 0 | N/A | 0 | N/A | 3 RRUS 32 B4 | 3 | 1 BB 5212 L | 1 | RBS 6601_SHARE | 2 R 4415 B2/B25 | 2 | 0 BB 5212 L | 0 | RBS 6601_SHARE | 0 | 0 | 0 | 0 | 0 | 8 |  |  |  | 2024 | GWL |  |  | -Mod. 850 (1-3) ; Exp. LTE (ACH) ; | 0 | 1 | 0 | 0 | 1 | 0 |  | 2 | 8 |  | 0 | 0 | 1 | 2 | 0 | 0 | 0 | 3 | Mod. 850 (1-3) ; Exp. LTE (ACH) ; | DEFGI | ACH(1-3) | 1 | 1 | 0 | Baseband 6631 | [13 empty] | INST : Mod. 850 / LTE 700 / LTE 1900 / |  | MIC BO 3YPlan 2023_1BB_2R_3A | 8 | 1xBaseband 6631, 1xRadio 4415 B2/25, 1xRadio 4478 B12A, |  | 1xAntenna 4pH, 2xAntenna 4pL, | [25 empty] | 30 | 2 |  | 21 | [81 empty] | 1xBaseband 6631, 1xRadio 4415 B2/25, 1xRadio 4478 B12A, 1xAntenna 4pH, 2xAntenna 4pL,
421 | /High Load Cells_Only F1 | 0 | Proyecto Millicom Bolivia 3YPlan 2023 | SPD | San Pedro | In Services | -16.8322 | -63.4798 | Rural | San Pedro | Obispo Santisteban | Santa Cruz | 72 | Guyed | RBS6101 | - | 3 | 3 | 0 | 0 | 1 | 3 | 0 | 0 | 10 |  | 1 DUG 20 01-1 DUW 4101-1 DUS 31 02 | 3 RRU 01 B5 | 3 | 1 DUG 20 01 | 1 | RBS 6101 | 3 RRU 01 B5 | 3 | 1 DUW 4101 | 1 | RBS 6101 | N/A | 0 | N/A | 0 | N/A | 1 RRUS 11 B12 | 1 | 1 DUS 31 02 | 1 | RBS6101 | 3 RRU 11 B4 | 3 | 0 DUS 31 02 | 0 | RBS6101 | N/A | 0 | N/A | 0 | N/A | 0 | 0 | 0 | 0 | 0 | 10 |  |  |  | 2024 | GWL |  |  | -Mod. 850 (1-3) ; Exp. LTE (I) ; Sectorizar (DG) | 2 | 1 | 0 | 1 | 0 | 0 |  | 4 | 10 |  | 0 | 0 | 1 | 0 | 0 | 1 | 0 | 2 | Mod. 850 (1-3) ; Exp. LTE (I) ; Sectorizar (DG) | ADEF | GI(1-3) | 1 | 1 | 0 | Baseband 6631 | [13 empty] | INST : Mod. 850 / LTE 1900 / Sectorize AWS&1900 / |  | MIC BO 3YPlan 2023_1BB_4R_2A | 11 | 1xBaseband 6631, 2xRadio 2219 B5, 1xRadio 4415 B2/25, 1xRadio 4499 44B2/25 44B66A, |  | 1xAntenna 4pH, 1xTwin Beam Antenna, | [25 empty] | 100 | 4 |  | 95 | [81 empty] | 1xBaseband 6631, 2xRadio 2219 B5, 1xRadio 4415 B2/25, 1xRadio 4499 44B2/25 44B66A, 1xAntenna 4pH, 1xTwin Beam Antenna,
422 | / LTE RO 2020 Capacity H2 - 1900Mhz/High Load Cells_Only F1 | 0 | Proyecto Millicom Bolivia 3YPlan 2023 | MON7 | Montero 7 | 0 | -17.3187 | -63.2424 | Urban | Montero | Obispo Santisteban | Santa Cruz | 25 | Selfsupported | Enclosure 6150 | - | 0 | 3 | 0 | 0 | 3 | 0 | 3 | 0 | 9 |  | 1 DUW 41 01-1 DUS 3101 | N/A | 0 | N/A | 0 | N/A | 3 R 2219 B5 | 3 | 1 DUW 41 01 | 1 | RBS 6601 | N/A | 0 | N/A | 0 | N/A | 3 RRUS 11 B12 | 3 | 1 DUS 3101 | 1 | RBS 6601 | N/A | 0 | N/A | 0 | N/A | 3 R 4415 B2/B25 | 3 | 0 DUS 31 01 | 0 | RBS 6601 | 0 | 0 | 0 | 0 | 0 | 9 |  |  |  | 2024 | WL |  |  | -Exp. LTE (DEF) ; | 0 | 0 | 3 | 0 | 0 | 0 |  | 3 | 9 |  | 0 | 0 | 3 | 0 | 0 | 0 | 0 | 3 | Exp. LTE (DEF) ; | ABCGHI | DEF | 31 | 1 | 0 | Baseband 6631 | [13 empty] | INST : LTE AWS / |  | MIC BO 3YPlan 2023_1BB_3R_3A | 31 | 1xBaseband 6631, 3xRadio 4415 B66A, |  | 3xAntenna 4pH, | [25 empty] | 50 | 3 |  | 42 | [81 empty] | 1xBaseband 6631, 3xRadio 4415 B66A, 3xAntenna 4pH,
423 | RO 2021 - LTE Capacity H1_119 Sitios / | 0 | Proyecto Millicom Bolivia 3YPlan 2023 | MLB | Monumento Libertadores | In Services | -21.9927 | -63.6724 | Urban | Yacuiba | Gran Chaco | Tarija | 40 | Selfsupported | RBS6101 | - | 3 | 3 | 0 | 0 | 0 | 3 | 2 | 0 | 11 |  | 1 BB 6630 GL-1 DUW 3101 | 3 RRU 12 B5 | 3 | 1 BB 6630 GL | 1 | RBS6601_SHARE | 3 RRU 01 B5 | 3 | 1 DUW 3101 | 1 | RBS6601 | N/A | 0 | N/A | 0 | N/A | N/A | 0 | N/A | 0 | N/A | 3 RRU 11 B4 | 3 | 0 BB 6630 GL | 0 | RBS 6101_SHARE | 2 R 4415 B2/B25 | 2 | 0 BB 6630 GL | 0 | RBS 6630 | 0 | 0 | 0 | 0 | 0 | 11 |  |  |  | 2024 | GWL |  |  | -Mod. 850 (1-2) ; Exp. LTE (AB) ; MIMO4 LTE (DF) ; Sectorizar (EH) | 2 | 0 | 3 | 0 | 1 | 0 |  | 6 | 11 |  | 1 | 1 | 1 | 0 | 0 | 1 | 0 | 4 | Mod. 850 (1-2) ; Exp. LTE (AB) ; MIMO4 LTE (DF) ; Sectorizar (EH) | DEFGH | AB(1-2) | 1 | 0 | 0 | [14 empty] | INST : Mod. 850 / LTE 700 / Sectorize AWS&1900 / |  | MIC BO 3YPlan 2023_6R_4A | 1 | 2xRadio 2219 B5, 3xRadio 4415 B66A, 1xRadio 4478 B12A, |  | 1xAntenna 2pL, 1xAntenna 2pL4pH, 1xAntenna 4pH, 1xTwin Beam Antenna, | [25 empty] | 70 | 6 |  | 59 | [81 empty] | 2xRadio 2219 B5, 3xRadio 4415 B66A, 1xRadio 4478 B12A, 1xAntenna 2pL, 1xAntenna 2pL4pH, 1xAntenna 4pH, 1xTwin Beam Antenna,
424 | 0 | 0 | Proyecto Millicom Bolivia 3YPlan 2023 | LTR | Laguna Trinidad | In Services | -14.8428 | -64.8966 | Urban | Trinidad | Cercado (Bn) | Beni | 40 | Selfsupported | PBC6200 | - | 3 | 3 | 0 | 0 | 3 | 2 | 2 | 0 | 13 |  | 1 DUG 20 01-1 DUW 31 01-1 BB 6630 (L) | 3 RRU 12 B5 | 3 | 1 DUG 20 01 | 1 | RBS 6601_SHARE | 3 RRU 01 B5 | 3 | 1 DUW 31 01 | 1 | RBS6601_SHARE | N/A | 0 | N/A | 0 | N/A | 3 RRUS 11 B12 | 3 | 1 BB 6630 (L) | 1 | RBS 6630 | 1 RRUS 32 B4 ; 1 RRUS 11 B4 | 2 | 0 BB 6630 (L) | 0 | RBS 6630 | 2 R 4415 B2/B25 | 2 | 0 BB 6630 (L) | 0 | RBS 6630 | 0 | 0 | 0 | 0 | 0 | 13 |  |  |  | 2024 | GWL |  |  | -Mod. 850 (3) ; Exp. LTE (D) ; MIMO4 LTE (F) ; | 1 | 0 | 2 | 0 | 0 | 0 |  | 3 | 13 |  | 0 | 0 | 2 | 0 | 0 | 0 | 0 | 2 | Mod. 850 (3) ; Exp. LTE (D) ; MIMO4 LTE (F) ; | ABCEFHI | D(3) | 1 | 0 | 0 | [14 empty] | INST : Mod. 850 / LTE AWS / |  | MIC BO 3YPlan 2023_3R_2A | 5 | 1xRadio 2219 B5, 2xRadio 4415 B66A, |  | 2xAntenna 4pH, | [25 empty] | 70 | 3 |  | 59 | [81 empty] | 1xRadio 2219 B5, 2xRadio 4415 B66A, 2xAntenna 4pH,
425 | / LTE RO 2020 Capacity H2 - 1900Mhz/High Load Cells_Only F1 | 0 | Proyecto Millicom Bolivia 3YPlan 2023 | PAS | El Paso | In Services | -17.3495 | -66.2573 | Urban | Quillacollo | Quillacollo | Cochabamba | 40 | Selfsupported | Enclosure 6150 | - | 0 | 0 | 3 | 0 | 3 | 3 | 2 | 0 | 11 |  | 1 BB 5216 GW-1 BB 5212 L | 3 R 2219 B5 GW | 3 | 1 BB 5216 GW | 1 | RBS6601 Share | 0 R 2219 B5 GW | 0 | 0 BB 5216 GW | 0 | RBS6601 | N/A | 0 | N/A | 0 | N/A | 3 RRUS 11 B12 | 3 | 1 BB 5212 L | 1 | RBS6601 Share | 3 RRUS 32 B4 | 3 | 0 BB 5212 L | 0 | RBS6601 | 2 R 4415 B2/B25 | 2 | 0 BB 5212 L | 0 | RBS 6601 | 0 | 0 | 0 | 0 | 0 | 11 |  |  |  | 2024 | GWL |  |  | -Mod. 850 (2) ; | 0 | 0 | 0 | 0 | 0 | 0 |  | 0 | 11 |  | 0 | 0 | 0 | 0 | 0 | 0 | 0 | 0 | Mod. 850 (2) ; | ABCDEFHI | (2) | 1 | 1 | 0 | Baseband 6631 | [13 empty] | INST : Mod. 850 / |  | MIC BO 3YPlan 2023_1BB | 3 | 1xBaseband 6631, | [27 empty] | 70 | 0 |  | 59 | [81 empty] | 1xBaseband 6631,
426 | 0 | RO 2022 Capacity H2 | Proyecto Millicom Bolivia 3YPlan 2023 | ESH | Eagles School | In Services | -17.7381 | -63.1647 | Urban | Santa Cruz de la Sierra | Andres Ibanez | Santa Cruz | 25 | Selfsupported | RBS6101 | - | 3 | 3 | 0 | 0 | 0 | 2 | 2 | 0 | 10 |  | 1 DUG 20 01-1 BB 6630 WL | 3 RRU 01 B5 | 3 | 1 DUG 20 01 | 1 | RBS 6601 | 3 RRU 01 B5 | 3 | 1 BB 6630 WL | 1 | RBS 6601 | N/A | 0 | N/A | 0 | N/A | N/A | 0 | N/A | 0 | N/A | 2 Radio 4415B66A | 2 | 0 BB 6630 WL | 0 | RBS 6601 | 2 R 4415 B2 B25 | 2 | 0 BB 6630 WL | 0 | RBS 6601 | 0 | 0 | 0 | 0 | 0 | 10 |  |  |  | 2024 | GWL |  |  | -Mod. 850 (2-3) ; Sectorizar (EFHI) | 2 | 0 | 0 | 0 | 0 | 0 |  | 2 | 10 |  | 0 | 0 | 0 | 0 | 0 | 2 | 0 | 2 | Mod. 850 (2-3) ; Sectorizar (EFHI) | EFHI | (2-3) | 3 | 0 | 0 | [14 empty] | INST : Mod. 850 / Sectorize AWS&1900 / |  | MIC BO 3YPlan 2023_2R_2A | 20 | 2xRadio 2219 B5, |  | 2xTwin Beam Antenna, | [25 empty] | 50 | 2 |  | 42 | [81 empty] | 2xRadio 2219 B5, 2xTwin Beam Antenna,
427 | 0 | 0 | Proyecto Millicom Bolivia 3YPlan 2023 | BGR | Manuel Belgrano | In Services | -21.5373 | -64.7235 | Urban | Tarija | Cercado (TJ) | Tarija | 6 | Monopolo | RBS6101 | - | 3 | 3 | 0 | 3 | 0 | 3 | 1 | 0 | 13 |  | 1 DUG 20 01-1 DUW 3101-1 DUW 31 01-1 BB 6630 L | 3 RRU 01 B5 | 3 | 1 DUG 20 01 | 1 | RBS6601_SHARE | 3 RRU 01 B5 | 3 | 1 DUW 3101 | 1 | RBS6601 | 3 RRU 01 B2 | 3 | 1 DUW 31 01 | 1 | RBS6601 | N/A | 0 | N/A | 0 | N/A | 3 RRU 11 B4 | 3 | 1 BB 6630 L | 1 | RBS 6630 | 1 R 4415 B2/B25 | 1 | 0 BB 6630 L | 0 | RBS 6630 | 0 | 0 | 0 | 0 | 0 | 13 |  |  |  | 2024 | GWL |  |  | -Mod. 850 (1) ; Exp. LTE (AH) ; MIMO4 LTE (EF) ; Sectorizar (DG) | 1 | 0 | 2 | 1 | 1 | 0 |  | 5 | 13 |  | 0 | 0 | 2 | 1 | 0 | 1 | 0 | 4 | Mod. 850 (1) ; Exp. LTE (AH) ; MIMO4 LTE (EF) ; Sectorizar (DG) | DEFG | AH(1) | 1 | 0 | 0 | [14 empty] | INST : Mod. 850 / LTE 700 / LTE 1900 / Sectorize AWS&1900 / |  | MIC BO 3YPlan 2023_5R_4A | 4 | 1xRadio 2219 B5, 2xRadio 4415 B66A, 1xRadio 4499 44B2/25 44B66A, 1xRadio 4478 B12A, |  | 2xAntenna 4pH, 1xAntenna 4pL, 1xTwin Beam Antenna, | [25 empty] | 30 | 5 |  | 21 | [81 empty] | 1xRadio 2219 B5, 2xRadio 4415 B66A, 1xRadio 4499 44B2/25 44B66A, 1xRadio 4478 B12A, 2xAntenna 4pH, 1xAntenna 4pL, 1xTwin Beam Antenna,
428 | / LTE RO 2019 Capacity H2 | RO 2022 Capacity H2 | Proyecto Millicom Bolivia 3YPlan 2023 | BPG | B. Progreso | In Services | -17.7318 | -63.1359 | Urban | Santa Cruz de la Sierra | Andres Ibanez | Santa Cruz | 40 | Selfsupported | RBS6101 | - | 0 | 3 | 0 | 0 | 0 | 2 | 2 | 0 | 7 |  | 1 BB 6630 WL | N/A | 0 | N/A | 0 | N/A | 3 RRUS01B5 W | 3 | 1 BB 6630 WL | 1 | RBS 6101 | N/A | 0 | N/A | 0 | N/A | N/A | 0 | N/A | 0 | N/A | 2 R 4415B66A L | 2 | 0 BB 6630 WL | 0 | RBS 6101 | 2 R 4415 B2 B25 | 2 | 0 BB 6630 WL | 0 | RBS 6101 | 0 | 0 | 0 | 0 | 0 | 7 |  |  |  | 2024 | WL |  |  | -Mod. 850 (1-3) ; Sectorizar (DFGI) | 2 | 0 | 0 | 0 | 0 | 0 |  | 2 | 7 |  | 0 | 0 | 0 | 0 | 0 | 2 | 0 | 2 | Mod. 850 (1-3) ; Sectorizar (DFGI) | DFGI | (1-3) | 2 | 0 | 0 | [14 empty] | INST : Mod. 850 / Sectorize AWS&1900 / |  | MIC BO 3YPlan 2023_2R_2A | 20 | 2xRadio 2219 B5, |  | 2xTwin Beam Antenna, | [25 empty] | 70 | 2 |  | 59 | [81 empty] | 2xRadio 2219 B5, 2xTwin Beam Antenna,
429 | RO 2021 - LTE Capacity H2-P1 / LTE RO 2020 Capacity H1 - AWS/High Load Cells_Only F1 | 0 | Proyecto Millicom Bolivia 3YPlan 2023 | FVM | Fexpo Villa Montes | In Services | -21.2686 | -63.4152 | Rural | Villamontes | Gran Chaco | Tarija | 40 | Selfsupported | Enclosure 6150 | - | 0 | 3 | 0 | 0 | 3 | 2 | 0 | 0 | 8 |  | 1 BB 5216 WL | N/A | 0 | N/A | 0 | N/A | 3 R 2219 B5 W | 3 | 1 BB 5216 WL | 1 | RBS 6601 | N/A | 0 | N/A | 0 | N/A | 3 RRUS 11 B12 | 3 | 0 BB 5216 WL | 0 | RBS 6601 | 2 R 4415 B66A | 2 | 0 BB 5216 WL | 0 | RBS 6601 | N/A | 0 | N/A | 0 | N/A | 0 | 0 | 0 | 0 | 0 | 8 |  |  |  | 2024 | WL |  |  | -Mod. 850 (3) ; Exp. LTE (E) ; Sectorizar (FI) | 0 | 1 | 1 | 0 | 0 | 0 |  | 2 | 8 |  | 0 | 0 | 1 | 0 | 0 | 1 | 0 | 2 | Mod. 850 (3) ; Exp. LTE (E) ; Sectorizar (FI) | ABCDF | IE(3) | 1 | 1 | 0 | Baseband 6631 | [13 empty] | INST : Mod. 850 / LTE AWS / Sectorize AWS&1900 / |  | MIC BO 3YPlan 2023_1BB_2R_2A | 28 | 1xBaseband 6631, 1xRadio 4415 B2/25, 1xRadio 4415 B66A, |  | 1xAntenna 4pH, 1xTwin Beam Antenna, | [25 empty] | 70 | 2 |  | 59 | [81 empty] | 1xBaseband 6631, 1xRadio 4415 B2/25, 1xRadio 4415 B66A, 1xAntenna 4pH, 1xTwin Beam Antenna,
430 | RO 2021 - LTE Capacity H1_119 Sitios / | 0 | Proyecto Millicom Bolivia 3YPlan 2023 | CTR | Cementerio Trinidad | In Services | -14.8439 | -64.9113 | Urban | Trinidad | Cercado (Bn) | Beni | 40 | Selfsupported | RBS6101 | - | 3 | 3 | 0 | 0 | 3 | 2 | 3 | 0 | 14 |  | 1 BB 6630 GL-1 DUW 31 01 | 3 RRUS 12 B5 G | 3 | 1 BB 6630 GL | 1 | RBS6601 Share | 3 RRUS 01 B5 W | 3 | 1 DUW 31 01 | 1 | RBS6601 | N/A | 0 | N/A | 0 | N/A | 3 RRUS 11 B12 | 3 | 0 BB 6630 GL | 0 | RBS6601_SHARE | 2 Radio 4415 B66A | 2 | 0 BB 6630 GL | 0 | RBS6601_SHARE | 3 R 4415 B2/B25 | 3 | 0 BB 6630 GL | 0 | RBS 6630 | 0 | 0 | 0 | 0 | 0 | 14 |  |  |  | 2024 | GWL |  |  | -Mod. 850 (2-3) ; Exp. LTE (D) ; AAS FDD (FI) ; Sectorizar (EH) | 2 | 0 | 1 | 0 | 0 | 1 |  | 4 | 14 |  | 0 | 0 | 1 | 0 | 0 | 1 | 0 | 2 | Mod. 850 (2-3) ; Exp. LTE (D) ; AAS FDD (FI) ; Sectorizar (EH) | ABCEFGHI | D(2-3) | 1 | 0 | 1 |  | Baseband 6651 | [12 empty] | INST : Mod. 850 / LTE AWS / Sectorize AWS&1900 / AAS FDD AWS&1900 / |  | MIC BO 3YPlan 2023_1BB_4R_2A | 11 | 1xBaseband 6651, 2xRadio 2219 B5, 1xRadio 4415 B66A, 1xRadio AAS B25/B66, |  | 1xAntenna 4pH, 1xTwin Beam Antenna, | [25 empty] | 70 | 4 |  | 59 | [81 empty] | 1xBaseband 6651, 2xRadio 2219 B5, 1xRadio 4415 B66A, 1xRadio AAS B25/B66, 1xAntenna 4pH, 1xTwin Beam Antenna,
431 | / LTE RO 2020 Capacity H1 - 1900Mhz | 0 | Proyecto Millicom Bolivia 3YPlan 2023 | UCC | Urb. Calicanto | In Services | -17.4629 | -66.1076 | Urban | Cochabamba | Cercado (CBBA) | Cochabamba | 6 | Monopolo | Enclosure 6150 | - | 0 | 0 | 3 | 0 | 3 | 3 | 3 | 0 | 12 |  | 1 BB 5216 GW-1 BB 5212 L | 3 R 2219 B5 GW | 3 | 1 BB 5216 GW | 1 | RBS6601_SHARE | 0 R 2219 B5 GW | 0 | 0 BB 5216 GW | 0 | RBS6601_SHARE | N/A | 0 | N/A | 0 | N/A | 3 RRUS 11 B12 | 3 | 1 BB 5212 L | 1 | RBS6601_SHARE | 3 RRUS 32 B4 | 3 | 0 BB 5212 L | 0 | RBS6601_SHARE | 3 R 2217B2 | 3 | 0 BB 5212 L | 0 | RBS6601_SHARE | 0 | 0 | 0 | 0 | 0 | 12 |  |  |  | 2024 | GWL |  |  | -Mod. 850 (1-2-3) ; Sectorizar (DEFGHI) | 0 | 3 | 0 | 0 | 0 | 0 |  | 3 | 12 |  | 0 | 0 | 0 | 0 | 0 | 3 | 0 | 3 | Mod. 850 (1-2-3) ; Sectorizar (DEFGHI) | ABCDEFGHI | (1-2-3) | 12 | 1 | 0 | Baseband 6631 | [13 empty] | INST : Mod. 850 / Sectorize AWS&1900 / |  | MIC BO 3YPlan 2023_1BB_3R_3A | 31 | 1xBaseband 6631, 3xRadio 4415 B2/25, |  | 3xTwin Beam Antenna, | [25 empty] | 30 | 3 |  | 21 | [81 empty] | 1xBaseband 6631, 3xRadio 4415 B2/25, 3xTwin Beam Antenna,
432 | RO 2021 - LTE Capacity H1_119 Sitios / Swap CBBA 2018 | 0 | Proyecto Millicom Bolivia 3YPlan 2023 | SPA | Simon Patino | In Services | -17.3728 | -66.1538 | Urban | Cochabamba | Cercado (CBBA) | Cochabamba | 6 | Monopolo | PBC6200 | - | 0 | 0 | 3 | 0 | 0 | 3 | 1 | 0 | 7 |  | 1 BB 5216 GWL | 3 R 2219 B5 GW | 3 | 1 BB 5216 GWL | 1 | RBS 6601 | 0 R 2219 B5 GW | 0 | 0 BB 5216 GWL | 0 | RBS 6601 | N/A | 0 | N/A | 0 | N/A | N/A | 0 | N/A | 0 | N/A | 3 RRUS 32 B4 | 3 | 0 BB 5216 GWL | 0 | RBS 6601 | 1 R 4415 B2/B25 | 1 | 0 BB 5216 GWL | 0 | RBS 6601 | 0 | 0 | 0 | 0 | 0 | 7 |  |  |  | 2024 | GWL |  |  | -Mod. 850 (3) ; Exp. LTE (C) ; MIMO4 LTE (EF) ; | 0 | 0 | 0 | 0 | 1 | 0 |  | 1 | 7 |  | 0 | 0 | 0 | 1 | 0 | 0 | 0 | 1 | Mod. 850 (3) ; Exp. LTE (C) ; MIMO4 LTE (EF) ; | DEFI | C(3) | 1 | 1 | 0 | Baseband 6631 | [13 empty] | INST : Mod. 850 / LTE 700 / |  | MIC BO 3YPlan 2023_1BB_1R_1A | 18 | 1xBaseband 6631, 1xRadio 4478 B12A, |  | 1xAntenna 4pL, | [25 empty] | 30 | 1 |  | 21 | [81 empty] | 1xBaseband 6631, 1xRadio 4478 B12A, 1xAntenna 4pL,
433 | RO 2021 - LTE Capacity H1_119 Sitios / 3G Coverage Co-Located H1 2020/High Load Cells_Only F1 | 0 | Proyecto Millicom Bolivia 3YPlan 2023 | MLR | Mallco Rancho | In Services | -17.4166 | -66.3568 | Rural | Sipe Sipe | Quillacollo | Cochabamba | 40 | Selfsupported | Enclosure 6150 | - | 0 | 0 | 3 | 0 | 3 | 0 | 3 | 0 | 9 |  | 1 BB 5216 GWL | 3 R 2219 B5 GW | 3 | 1 BB 5216 GWL | 1 | RBS 6601 | 0 RRUS 2219B5 GW | 0 | 0 BB 5216 GWL | 0 | RBS 6601 | N/A | 0 | N/A | 0 | N/A | 3 RRUS 11 B12 | 3 | 0 BB 5216 GWL | 0 | RBS 6601 | N/A | 0 | N/A | 0 | N/A | 3 R 4415 B2/B25 | 3 | 0 BB 5216 GWL | 0 | RBS 6601 | 0 | 0 | 0 | 0 | 0 | 9 |  |  |  | 2024 | GWL |  |  | -Exp. LTE (DEF) ; | 0 | 0 | 3 | 0 | 0 | 0 |  | 3 | 9 |  | 0 | 0 | 3 | 0 | 0 | 0 | 0 | 3 | Exp. LTE (DEF) ; | ABCGHI | DEF | 31 | 1 | 0 | Baseband 6631 | [13 empty] | INST : LTE AWS / |  | MIC BO 3YPlan 2023_1BB_3R_3A | 31 | 1xBaseband 6631, 3xRadio 4415 B66A, |  | 3xAntenna 4pH, | [25 empty] | 70 | 3 |  | 59 | [81 empty] | 1xBaseband 6631, 3xRadio 4415 B66A, 3xAntenna 4pH,
434 | 0 | RO 2022 Capacity H2 | Proyecto Millicom Bolivia 3YPlan 2023 | VOL | Villa Olimpica | In Services | -17.8254 | -63.1844 | Urban | Santa Cruz de la Sierra | Andres Ibanez | Santa Cruz | 12 | Monopolo | PBC6200 | - | 3 | 3 | 0 | 0 | 0 | 0 | 0 | 2 | 8 |  | 1 DUG 20 01-1 DUW4101-1 BB 5212 L | 3 RRU 12 B5 | 3 | 1 DUG 20 01 | 1 | RBS6601_SHARE | 3 RRUS01B5 W | 3 | 1 DUW4101 | 1 | RBS 6601 | N/A | 0 | N/A | 0 | N/A | N/A | 0 | N/A | 0 | N/A | N/A | 0 | 1 BB 5212 L | 1 | RBS6601_SHARE | N/A | 0 | N/A | 0 | N/A | 2 R 4499 B2B25B66A | 2 | 0 BB 5212 L | 0 | RBS6601_SHARE | 8 |  |  |  | 2024 | GWL |  |  | -Mod. 850 (1) ; Exp. LTE (B) ; MIMO4 LTE (EH) ; AAS FDD (DG) ; | 1 | 0 | 0 | 0 | 1 | 1 |  | 3 | 8 |  | 0 | 0 | 0 | 1 | 0 | 0 | 0 | 1 | Mod. 850 (1) ; Exp. LTE (B) ; MIMO4 LTE (EH) ; AAS FDD (DG) ; | DEGH | B(1) | 1 | 1 | 1 | Baseband 6631 | Baseband 6651 | [12 empty] | INST : Mod. 850 / LTE 700 / AAS FDD AWS&1900 / |  | MIC BO 3YPlan 2023_2BB_3R_1A | 3 | 1xBaseband 6631, 1xBaseband 6651, 1xRadio 2219 B5, 1xRadio 4478 B12A, 1xRadio AAS B25/B66, |  | 1xAntenna 4pL, | [25 empty] | 30 | 3 |  | 27 | [81 empty] | 1xBaseband 6631, 1xBaseband 6651, 1xRadio 2219 B5, 1xRadio 4478 B12A, 1xRadio AAS B25/B66, 1xAntenna 4pL,
435 | 0 | 0 | Proyecto Millicom Bolivia 3YPlan 2023 | FWC | Final Wiracocha | In Services | -17.3598 | -66.1864 | Urban | Cochabamba | Cercado (CBBA) | Cochabamba | 40 | Selfsupported | Enclosure 6150 | - | 0 | 0 | 3 | 0 | 3 | 1 | 1 | 0 | 8 |  | 1 BB 5216 GW-1 BB 5212 L | 3 R 2219 B5 GW | 3 | 1 BB 5216 GW | 1 | RBS6601 Share | 0 R 2219 B5 GW | 0 | 0 BB 5216 GW | 0 | RBS6601 | N/A | 0 | N/A | 0 | N/A | 3 RRUS 11 B12 | 3 | 1 BB 5212 L | 1 | RBS6601_SHARE | 1 R 4415 B66A | 1 | 0 BB 5212 L | 0 | RBS6601 | 1 R 4415 B2/B25 | 1 | 0 BB 5212 L | 0 | RBS6601 | 0 | 0 | 0 | 0 | 0 | 8 |  |  |  | 2024 | GWL |  |  | -Mod. 850 (3) ; Exp. LTE (DE) ; AAS FDD (FI) ; | 0 | 0 | 2 | 0 | 0 | 1 |  | 3 | 8 |  | 0 | 0 | 2 | 0 | 0 | 0 | 0 | 2 | Mod. 850 (3) ; Exp. LTE (DE) ; AAS FDD (FI) ; | ABCFI | DE(3) | 1 | 1 | 1 | Baseband 6631 | Baseband 6651 | [12 empty] | INST : Mod. 850 / LTE AWS / AAS FDD AWS&1900 / |  | MIC BO 3YPlan 2023_2BB_3R_2A | 7 | 1xBaseband 6631, 1xBaseband 6651, 2xRadio 4415 B66A, 1xRadio AAS B25/B66, |  | 2xAntenna 4pH, | [25 empty] | 70 | 3 |  | 59 | [81 empty] | 1xBaseband 6631, 1xBaseband 6651, 2xRadio 4415 B66A, 1xRadio AAS B25/B66, 2xAntenna 4pH,
436 | 0 | 0 | Proyecto Millicom Bolivia 3YPlan 2023 | FEX | Fexpo | In Services | -17.7826 | -63.204 | Urban | Santa Cruz de la Sierra | Andres Ibanez | Santa Cruz | 6 | Monopolo | RBS6101 | - | 3 | 3 | 0 | 3 | 0 | 3 | 1 | 0 | 13 |  | 1 DUG 20 01-1 DUW 31 01-1 DUW 31 01-1 BB 6630 L | 3 RRU 01 B5 | 3 | 1 DUG 20 01 | 1 | RBS 6601 | 3 RRU 01 B5 | 3 | 1 DUW 31 01 | 1 | RBS6601_SHARE | 3 RRUS 01 B2 W | 3 | 1 DUW 31 01 | 1 | RBS 6601_SHARE | N/A | 0 | N/A | 0 | N/A | 3 RRU 11 B4 | 3 | 1 BB 6630 L | 1 | RBS6630 | 1 R 4415 B2/B25 | 1 | 0 BB 6630 L | 0 | RBS6630 | 0 | 0 | 0 | 0 | 0 | 13 |  |  |  | 2024 | GWL |  |  | -Mod. 850 (2) ; Exp. LTE (B) ; MIMO4 LTE (D) ; Sectorizar (EH) | 1 | 0 | 2 | 0 | 1 | 0 |  | 4 | 13 |  | 0 | 0 | 1 | 1 | 0 | 1 | 0 | 3 | Mod. 850 (2) ; Exp. LTE (B) ; MIMO4 LTE (D) ; Sectorizar (EH) | DEFH | B(2) | 1 | 0 | 0 | [14 empty] | INST : Mod. 850 / LTE 700 / Sectorize AWS&1900 / |  | MIC BO 3YPlan 2023_4R_3A | 10 | 1xRadio 2219 B5, 2xRadio 4415 B66A, 1xRadio 4478 B12A, |  | 1xAntenna 4pH, 1xAntenna 4pL, 1xTwin Beam Antenna, | [25 empty] | 30 | 4 |  | 21 | [81 empty] | 1xRadio 2219 B5, 2xRadio 4415 B66A, 1xRadio 4478 B12A, 1xAntenna 4pH, 1xAntenna 4pL, 1xTwin Beam Antenna,
437 | / High Load Cells_Only F1 | 0 | Proyecto Millicom Bolivia 3YPlan 2023 | MOR | Mora | In Services | -18.4545 | -63.208 | Rural | Cabezas | Cordillera | Santa Cruz | 72 | Guyed | RBS6101 | - | 0 | 0 | 3 | 0 | 3 | 0 | 0 | 0 | 6 |  | 1 DUG 20 01-1 DUS 31 02 | 3 RRUS 01 B5 | 3 | 1 DUG 20 01 | 1 | RBS6601_SHARE | 0 RRUS 01 B5 | 0 | 0 DUG 20 01 | 0 | RBS6601 | N/A | 0 | N/A | 0 | N/A | 3 RRUS 11 B12 | 3 | 1 DUS 31 02 | 1 | RBS6601_SHARE | N/A | 0 | N/A | 0 | N/A | N/A | 0 | N/A | 0 | N/A | 0 | 0 | 0 | 0 | 0 | 6 |  |  |  | 2024 | GWL |  |  | -Exp. LTE (DEF) ; | 0 | 0 | 3 | 0 | 0 | 0 |  | 3 | 6 |  | 0 | 0 | 3 | 0 | 0 | 0 | 0 | 3 | Exp. LTE (DEF) ; | ABC | DEF | 31 | 1 | 0 | Baseband 6631 | [13 empty] | INST : LTE AWS / |  | MIC BO 3YPlan 2023_1BB_3R_3A | 31 | 1xBaseband 6631, 3xRadio 4415 B66A, |  | 3xAntenna 4pH, | [25 empty] | 100 | 3 |  | 95 | [81 empty] | 1xBaseband 6631, 3xRadio 4415 B66A, 3xAntenna 4pH,
438 | / High Load Cells_Only F1 | 0 | Proyecto Millicom Bolivia 3YPlan 2023 | YOU | Yotau | In Services | -16.1776 | -63.0231 | Rural | El Puente | Guarayos | Santa Cruz | 60 | Selfsupported | PBC6200 | - | 3 | 3 | 0 | 0 | 3 | 0 | 0 | 0 | 9 |  | 1 DUG 20 01-1 DUW3101-1 DUS 31 02 | 3 RRU 12 B5 | 3 | 1 DUG 20 01 | 1 | RBS6601_SHARE | 3 RRU 12 B5 | 3 | 1 DUW3101 | 1 | RBS 6601 | N/A | 0 | N/A | 0 | N/A | 3 RRUS 11 B12 | 3 | 1 DUS 31 02 | 1 | RBS6601_SHARE | N/A | 0 | N/A | 0 | N/A | N/A | 0 | N/A | 0 | N/A | 0 | 0 | 0 | 0 | 0 | 9 |  |  |  | 2024 | GWL |  |  | -Exp. LTE (DEF) ; | 0 | 0 | 3 | 0 | 0 | 0 |  | 3 | 9 |  | 0 | 0 | 3 | 0 | 0 | 0 | 0 | 3 | Exp. LTE (DEF) ; | ABC | DEF | 31 | 1 | 0 | Baseband 6631 | [13 empty] | INST : LTE AWS / |  | MIC BO 3YPlan 2023_1BB_3R_3A | 31 | 1xBaseband 6631, 3xRadio 4415 B66A, |  | 3xAntenna 4pH, | [25 empty] | 100 | 3 |  | 81 | [81 empty] | 1xBaseband 6631, 3xRadio 4415 B66A, 3xAntenna 4pH,
439 | / High Load Cells_Only F1 | 0 | Proyecto Millicom Bolivia 3YPlan 2023 | ZHO | Zanja Honda | In Services | -18.2776 | -63.1891 | Rural | Cabezas | Cordillera | Santa Cruz | 60 | Selfsupported | RBS6101 | - | 3 | 3 | 0 | 0 | 3 | 0 | 0 | 0 | 9 |  | 1 DUG 20 01-1 DUW 31 01-1 DUS 31 02 | 3 RRU 01 B5 | 3 | 1 DUG 20 01 | 1 | RBS 6601_SHARE | 3 RRU 01 B5 | 3 | 1 DUW 31 01 | 1 | RBS 6601 | N/A | 0 | N/A | 0 | N/A | 3 RRUS 11 B12 | 3 | 1 DUS 31 02 | 1 | RBS6601_SHARE | N/A | 0 | N/A | 0 | N/A | N/A | 0 | N/A | 0 | N/A | 0 | 0 | 0 | 0 | 0 | 9 |  |  |  | 2024 | GWL |  |  | -Exp. LTE (DE) ; | 0 | 0 | 2 | 0 | 0 | 0 |  | 2 | 9 |  | 0 | 0 | 2 | 0 | 0 | 0 | 0 | 2 | Exp. LTE (DE) ; | ABC | DE | 4 | 1 | 0 | Baseband 6631 | [13 empty] | INST : LTE AWS / |  | MIC BO 3YPlan 2023_1BB_2R_2A | 28 | 1xBaseband 6631, 2xRadio 4415 B66A, |  | 2xAntenna 4pH, | [25 empty] | 100 | 2 |  | 81 | [81 empty] | 1xBaseband 6631, 2xRadio 4415 B66A, 2xAntenna 4pH,
440 | 0 | 0 | Proyecto Millicom Bolivia 3YPlan 2023 | TEM | Temporal | In Services | -17.3555 | -66.157 | Urban | Cochabamba | Cercado (CBBA) | Cochabamba | 70 | Selfsupported | PBC6200 | - | 0 | 0 | 3 | 3 | 3 | 3 | 0 | 0 | 12 |  | 1 BB 5216 GW-1 BB 5212 L | 3 R 2219 B5 GW | 3 | 1 BB 5216 GW | 1 | RBS 6601_SHARE | 0 R 2219 B5 GW | 3 | 0 BB 5216 GW | 0 | RBS 6601_SHARE | 3 R 2217 B2 W | 3 | 0 BB 5216 GW | 0 | RBS 6601_SHARE | 3 RRUS 11 B12 | 3 | 1 BB 5212 L | 1 | RBS6601_SHARE | 3 RRUS 32 B4 | 3 | 0 BB 5212 L | 0 | RBS6601_SHARE | N/A | 0 | N/A | 0 | N/A | 0 | 0 | 0 | 0 | 0 | 15 |  |  |  | 2024 | GWL |  |  | -Exp. LTE (GI) ; MIMO4 LTE (E) ; | 0 | 2 | 0 | 0 | 0 | 0 |  | 2 | 15 |  | 0 | 0 | 2 | 0 | 0 | 0 | 0 | 2 | Exp. LTE (GI) ; MIMO4 LTE (E) ; | ABCDEF | GI | 1 | 1 | 0 | Baseband 6631 | [13 empty] | INST : LTE 1900 / |  | MIC BO 3YPlan 2023_1BB_2R_2A | 28 | 1xBaseband 6631, 2xRadio 4415 B2/25, |  | 2xAntenna 4pH, | [25 empty] | 100 | 2 |  | 92 | [81 empty] | 1xBaseband 6631, 2xRadio 4415 B2/25, 2xAntenna 4pH,
441 | 0 | RO 2022 Capacity H2 | Proyecto Millicom Bolivia 3YPlan 2023 | SAD | San Andres | In Services | -21.6248 | -64.8234 | Rural | Tarija | Cercado (TJ) | Tarija | 40 | Selfsupported | RBS6101 | - | 0 | 0 | 3 | 0 | 3 | 0 | 2 | 0 | 8 |  | 1 DUG 20 01-1 DUW 31 01-1 BB 5212 L | 3 RRUS 01 B5 GW | 3 | 1 DUG 20 01 | 1 | RBS 6601_SHARE | 0 RRUS 01 B5 GW | 0 | 1 DUW 31 01 | 1 | RBS 6601_SHARE | N/A | 0 | N/A | 0 | N/A | 3 RRUS 11 B12 | 3 | 1 BB 5212 L | 1 | RBS6601_SHARE | N/A | 0 | N/A | 0 | N/A | 2 R 4499 B2B25B66A | 2 | 0 BB 5212 L | 0 | RBS6601 | 0 | 0 | 0 | 0 | 0 | 8 |  |  |  | 2024 | GWL |  |  | -Exp. LTE (DEF) ; MIMO4 LTE (HI) ; | 0 | 0 | 1 | 0 | 0 | 0 |  | 1 | 8 |  | 0 | 0 | 1 | 0 | 0 | 0 | 0 | 1 | Exp. LTE (DEF) ; MIMO4 LTE (HI) ; | ABCHI | DEF | 1 | 1 | 0 | Baseband 6631 | [13 empty] | INST : LTE AWS / |  | MIC BO 3YPlan 2023_1BB_1R_1A | 18 | 1xBaseband 6631, 1xRadio 4415 B66A, |  | 1xAntenna 4pH, | [25 empty] | 70 | 1 |  | 59 | [81 empty] | 1xBaseband 6631, 1xRadio 4415 B66A, 1xAntenna 4pH,
442 | RO 2021 - LTE Capacity H2/ / Swap CBBA 2018 | 0 | Proyecto Millicom Bolivia 3YPlan 2023 | LCP | La Capilla | In Services | -17.4061 | -66.0948 | Urban | Sacaba | Chapare | Cochabamba | 40 | Selfsupported | Enclosure 6150 | - | 3 | 0 | 0 | 0 | 3 | 0 | 2 | 0 | 8 |  | 1 BB 5216 GL-1 BB 6630 L | 3 R 2219 B5 G | 3 | 1 BB 5216 GL | 1 | RBS 6601 | N/A | 0 | N/A | 0 | N/A | N/A | 0 | N/A | 0 | N/A | 3 RRUS 11 B12 | 3 | 1 BB 6630 L | 1 | RBS 6630 | N/A | 0 | N/A | 0 | N/A | 2 R 4415 B2/B25 | 2 | 0 BB 6630 L | 0 | RBS 6630 | 0 | 0 | 0 | 0 | 0 | 8 |  |  |  | 2024 | GL |  |  | -Mod. 850 (3) ; Sectorizar (FI) | 0 | 0 | 0 | 0 | 0 | 0 |  | 0 | 8 |  | 0 | 0 | 0 | 0 | 0 | 1 | 0 | 1 | Mod. 850 (3) ; Sectorizar (FI) | ABCDEFHI | (3) | 1 | 0 | 0 | [14 empty] | INST : Mod. 850 / Sectorize AWS&1900 / |  | MIC BO 3YPlan 2023_1A | 3 |  |  | 1xTwin Beam Antenna, | [25 empty] | 70 | 0 |  | 59 | [81 empty] | 1xTwin Beam Antenna,
443 | Swap Oruro & Potosí 2021 | 0 | Proyecto Millicom Bolivia 3YPlan 2023 | ENP | Estadio Nacional Potosi | In Services | -19.5835 | -65.7502 | 0 | - | - | Potosi | 6 | Monopolo | Enclosure 6150 | 0 | 0 | 0 | 3 | 0 | 0 | 1 | 0 | 1 | 5 |  | 1 BB 6630 GW-1 BB 6630 L | 3 R 2219 B5 | 3 | 1 BB 6630 GW | 1 | RBS 6630 | 0 2219 B5 | 0 | 0 BB 6630 GW | 2 | RBS 6630 | N/A | 0 | N/A | 2 | N/A | N/A | 0 | N/A | 0 | N/A | 1 R 4415 B66A | 1 | 1 BB 6630 L | 1 | RBS 6630 | N/A | 0 | N/A | 0 | N/A | 1 R 4499 B2B25B66A | 1 | 0 BB 6630 L | 0 | RBS 6630 | 5 |  |  |  | 2024 | GWL |  |  | -Mod. 850 (1) ; Exp. LTE (AI) ; MIMO4 LTE (F) ; | 0 | 0 | 0 | 1 | 1 | 0 |  | 2 | 5 |  | 0 | 0 | 1 | 1 | 0 | 0 | 0 | 2 | Mod. 850 (1) ; Exp. LTE (AI) ; MIMO4 LTE (F) ; | DEFG | AI(1) | 1 | 0 | 0 | [14 empty] | INST : Mod. 850 / LTE 700 / LTE 1900 / |  | MIC BO 3YPlan 2023_2R_2A | 20 | 1xRadio 4499 44B2/25 44B66A, 1xRadio 4478 B12A, |  | 1xAntenna 4pH, 1xAntenna 4pL, | [25 empty] | 30 | 2 |  | 21 | [81 empty] | 1xRadio 4499 44B2/25 44B66A, 1xRadio 4478 B12A, 1xAntenna 4pH, 1xAntenna 4pL,
444 | 0 | 0 | Proyecto Millicom Bolivia 3YPlan 2023 | YOT | Yotala | In Services | -19.1622 | -65.2596 | Rural | Yotala | Oropeza | Chuquisaca | 30 | Selfsupported | RBS6101 | - | 3 | 3 | 0 | 0 | 3 | 1 | 0 | 0 | 10 |  | 1 DUG 20 01-1 DUW3101-1 DUS 31 02 | 3 RRU 12 B5 | 3 | 1 DUG 20 01 | 1 | RBS6101 | 3 RRUS01B5 W | 3 | 1 DUW3101 | 1 | RBS 6101 | N/A | 0 | N/A | 0 | N/A | 3 RRUS 11 B12 | 3 | 1 DUS 31 02 | 1 | RBS6101 | 1 RRU 11 B4 | 1 | 0 DUS 31 02 | 0 | RBS6101 | N/A | 0 | N/A | 0 | N/A | 0 | 0 | 0 | 0 | 0 | 10 |  |  |  | 2024 | GWL |  |  | -Exp. LTE (D) ; | 0 | 0 | 1 | 0 | 0 | 0 |  | 1 | 10 |  | 0 | 0 | 1 | 0 | 0 | 0 | 0 | 1 | Exp. LTE (D) ; | ABCF | D | 2 | 1 | 0 | Baseband 6631 | [13 empty] | INST : LTE AWS / |  | MIC BO 3YPlan 2023_1BB_1R_1A | 18 | 1xBaseband 6631, 1xRadio 4415 B66A, |  | 1xAntenna 4pH, | [25 empty] | 70 | 1 |  | 48 | [81 empty] | 1xBaseband 6631, 1xRadio 4415 B66A, 1xAntenna 4pH,
445 | 0 | RO 2022 Capacity H2 | Proyecto Millicom Bolivia 3YPlan 2023 | PUCE | Punata Centro | In Services | '-17.545362 | -65.839844 | Rural | Cochabamba | 0 | Cochabamba | 6 | Monopolo | Enclosure 6150 | 0 | 0 | 3 | 0 | 0 | 2 | 3 | 0 | 0 | 8 |  | 1 BB 5216 W-1 BB 6630 L | N/A | 0 | N/A | 0 | N/A | 3 R 2219 B5 | 3 | 1 BB 5216 W | 1 | RBS 6601 | N/A | 0 | N/A | 0 | N/A | 2 R 4478 B12A | 2 | 1 BB 6630 L | 1 | RBS6630 | 3 R 4415 B66A | 3 | 0 BB 6630 L | 0 | RBS6630 | N/A | 0 | N/A | 0 | N/A | N/A | 0 | N/A | 0 | N/A | 8 |  |  |  | 2024 | WL |  |  | -MIMO4 LTE (DEF) ; | 0 | 0 | 0 | 0 | 0 | 0 |  | 0 | 8 |  | 0 | 0 | 0 | 0 | 0 | 0 | 0 | 0 | MIMO4 LTE (DEF) ; | ABCDEF |  | 2 | 1 | 0 | Baseband 6631 | [13 empty] | INST : |  | MIC BO 3YPlan 2023_1BB | 3 | 1xBaseband 6631, | [27 empty] | 30 | 0 |  | 21 | [81 empty] | 1xBaseband 6631,
446 | / LTE RO 2019 Capacity H2 | 0 | Proyecto Millicom Bolivia 3YPlan 2023 | FCS | Fancesa | In Services | -19.0194 | -65.2509 | Urban | Sucre | Oropeza | Chuquisaca | 25 | Selfsupported | Enclosure 6150 | RBS6101 | 3 | 3 | 0 | 3 | 3 | 3 | 0 | 0 | 15 |  | 1 DUG 20 01-1 DUW4101-1 DUW 31 01-1 DUS 31 02 | 3 RRUS 01 B5 G | 3 | 1 DUG 20 01 | 1 | RBS 6101 | 3 RRUS01B5 W | 3 | 1 DUW4101 | 1 | RBS 6101 | 3 RRUS 01 B2 W | 3 | 1 DUW 31 01 | 1 | RBS 6101 | 3 RRUS 11 B12 | 3 | 1 DUS 31 02 | 1 | RBS 6101 | 3 R 4415 B66A L | 3 | 0 DUS 31 02 | 0 | RBS 6101 | N/A | 0 | N/A | 0 | N/A | 0 | 0 | 0 | 0 | 0 | 15 |  |  |  | 2024 | GWL |  |  | -Exp. LTE (H) ; | 0 | 1 | 0 | 0 | 0 | 0 |  | 1 | 15 |  | 0 | 0 | 1 | 0 | 0 | 0 | 0 | 1 | Exp. LTE (H) ; | ABCDEF | H | 2 | 1 | 0 | Baseband 6631 | [13 empty] | INST : LTE 1900 / |  | MIC BO 3YPlan 2023_1BB_1R_1A | 18 | 1xBaseband 6631, 1xRadio 4415 B2/25, |  | 1xAntenna 4pH, | [25 empty] | 50 | 1 |  | 42 | [81 empty] | 1xBaseband 6631, 1xRadio 4415 B2/25, 1xAntenna 4pH,
447 | / LTE RO 2020 Capacity H1 - AWS / 3G Coverage Co-Located H1 2020 / LTE RO 2020 Capacity H2 - 1900Mhz/High Load Cells_Only F1 | 0 | Proyecto Millicom Bolivia 3YPlan 2023 | VAP | Villa Albina Patino | In Services | -17.359 | -66.3257 | Urban | Vinto | Quillacollo | Cochabamba | 45 | Selfsupported | Enclosure 6150 | - | 0 | 0 | 3 | 0 | 3 | 1 | 2 | 0 | 9 |  | 1 BB 5216 GWL | 3 R 2219 B5 GW | 3 | 1 BB 5216 GWL | 1 | RBS 6601 | 0 R 2219 B5 GW | 0 | 0 BB 5216 GWL | 0 | RBS 6601 | N/A | 0 | N/A | 0 | N/A | 3 RRUS 11 B12 | 3 | 0 BB 5216 GWL | 0 | RBS 6601 | 1 R4415 B66A | 1 | 0 BB 5216 GWL | 0 | RBS 6601 | 2 R 2217 B2 | 2 | 0 BB 5216 GWL | 0 | RBS 6601 | 0 | 0 | 0 | 0 | 0 | 9 |  |  |  | 2024 | GWL |  |  | -Mod. 850 (3) ; Exp. LTE (D) ; MIMO4 LTE (G) ; AAS FDD (FI) ; | 0 | 0 | 0 | 1 | 0 | 1 |  | 2 | 9 |  | 0 | 0 | 1 | 0 | 0 | 0 | 0 | 1 | Mod. 850 (3) ; Exp. LTE (D) ; MIMO4 LTE (G) ; AAS FDD (FI) ; | ABCFGI | D(3) | 1 | 1 | 1 | Baseband 6631 | Baseband 6651 | [12 empty] | INST : Mod. 850 / LTE AWS / AAS FDD AWS&1900 / |  | MIC BO 3YPlan 2023_2BB_2R_1A | 5 | 1xBaseband 6631, 1xBaseband 6651, 1xRadio 4499 44B2/25 44B66A, 1xRadio AAS B25/B66, |  | 1xAntenna 4pH, | [25 empty] | 70 | 2 |  | 64 | [81 empty] | 1xBaseband 6631, 1xBaseband 6651, 1xRadio 4499 44B2/25 44B66A, 1xRadio AAS B25/B66, 1xAntenna 4pH,
448 | / LTE Coverage New Sites H1 2020 | 0 | Proyecto Millicom Bolivia 3YPlan 2023 | POR2 | Portachuelo 2 | In Services | -17.3631 | -63.4047 | Rural | Portachuelo | Portachuelo | Santa Cruz | 40 | Selfsupported | Enclosure 6150 | - | 0 | 3 | 0 | 0 | 3 | 0 | 1 | 0 | 7 |  | 1 BB 6630 WL | N/A | 0 | N/A | 0 | N/A | 3 R 2219 B5 W | 3 | 1 BB 6630 WL | 1 | RBS 6601 | N/A | 0 | N/A | 0 | N/A | 3 RRUS 11 B12 | 3 | 0 BB 6630 WL | 0 | RBS 6630 | N/A | 0 | N/A | 0 | N/A | 1 R 4415 B2/B25 | 1 | 0 BB 6630 WL | 0 | RBS 6630 | 0 | 0 | 0 | 0 | 0 | 7 |  |  |  | 2024 | WL |  |  | -Exp. LTE (EF) ; | 0 | 0 | 2 | 0 | 0 | 0 |  | 2 | 7 |  | 0 | 0 | 2 | 0 | 0 | 0 | 0 | 2 | Exp. LTE (EF) ; | ABCG | EF | 7 | 0 | 0 | [14 empty] | INST : LTE AWS / |  | MIC BO 3YPlan 2023_2R_2A | 20 | 2xRadio 4415 B66A, |  | 2xAntenna 4pH, | [25 empty] | 70 | 2 |  | 59 | [81 empty] | 2xRadio 4415 B66A, 2xAntenna 4pH,
449 | 0 | 0 | Proyecto Millicom Bolivia 3YPlan 2023 | COB | Cobija | In Services | -11.0226 | -68.7591 | Urban | Cobija | Nicolas Suarez | Pando | 50 | Selfsupported | PBC6200 | - | 3 | 3 | 0 | 0 | 3 | 3 | 0 | 0 | 12 |  | 1 DUG 20 01-1 DUW 31 01-1 DUS 31 02 | 3 RRU 12 B5 | 3 | 1 DUG 20 01 | 1 | RBS 6601_SHARE | 3 RRU 01 B5 | 3 | 1 DUW 31 01 | 1 | RBS6601 | N/A | 0 | N/A | 0 | N/A | 3 RRUS 11 B12 | 3 | 1 DUS 31 02 | 1 | RBS6601_SHARE | 3 RRU 11 B4 | 3 | 0 DUS 31 02 | 0 | RBS6601_SHARE | N/A | 0 | N/A | 0 | N/A | 0 | 0 | 0 | 0 | 0 | 12 |  |  |  | 2024 | GWL |  |  | -Exp. LTE (H) ; MIMO4 LTE (DE) ; | 0 | 0 | 1 | 1 | 0 | 0 |  | 2 | 12 |  | 0 | 0 | 2 | 0 | 0 | 0 | 0 | 2 | Exp. LTE (H) ; MIMO4 LTE (DE) ; | ABCDEF | H | 1 | 1 | 0 | Baseband 6631 | [13 empty] | INST : LTE 1900 / |  | MIC BO 3YPlan 2023_1BB_2R_2A | 28 | 1xBaseband 6631, 1xRadio 4415 B66A, 1xRadio 4499 44B2/25 44B66A, |  | 2xAntenna 4pH, | [25 empty] | 100 | 2 |  | 70 | [81 empty] | 1xBaseband 6631, 1xRadio 4415 B66A, 1xRadio 4499 44B2/25 44B66A, 2xAntenna 4pH,
450 | 0 | 0 | Proyecto Millicom Bolivia 3YPlan 2023 | AEC | Aeropuerto Cobija | In Services | -11.0347 | -68.7709 | Urban | Cobija | Nicolas Suarez | Pando | 60 | Selfsupported | PBC6200 | - | 3 | 3 | 0 | 0 | 3 | 3 | 0 | 0 | 12 |  | 1 DUG 20 01-1 DUW 31 01-1 DUS 31 01 | 3 RRUS 12 B5 | 3 | 1 DUG 20 01 | 1 | RBS6601 Share | 3 RRUS 01 B5 | 3 | 1 DUW 31 01 | 1 | RBS6601 | N/A | 0 | N/A | 0 | N/A | 3 RRUS 11 B12 | 3 | 1 DUS 31 01 | 1 | RBS6601 Share | 3 RRUS 11 B4 | 3 | 0 DUS 31 01 | 0 | RBS6601 Share | N/A | 0 | N/A | 0 | N/A | 0 | 0 | 0 | 0 | 0 | 12 |  |  |  | 2024 | GWL |  |  | -Exp. LTE (G) ; MIMO4 LTE (DF) ; | 0 | 0 | 1 | 1 | 0 | 0 |  | 2 | 12 |  | 0 | 0 | 2 | 0 | 0 | 0 | 0 | 2 | Exp. LTE (G) ; MIMO4 LTE (DF) ; | ABCDEF | G | 1 | 1 | 0 | Baseband 6631 | [13 empty] | INST : LTE 1900 / |  | MIC BO 3YPlan 2023_1BB_2R_2A | 28 | 1xBaseband 6631, 1xRadio 4415 B66A, 1xRadio 4499 44B2/25 44B66A, |  | 2xAntenna 4pH, | [25 empty] | 100 | 2 |  | 81 | [81 empty] | 1xBaseband 6631, 1xRadio 4415 B66A, 1xRadio 4499 44B2/25 44B66A, 2xAntenna 4pH,
451 | 0 | 0 | Proyecto Millicom Bolivia 3YPlan 2023 | TYQ | Tupac Yupanqui | In Services | -21.5132 | -64.7214 | Urban | Tarija | Cercado (TJ) | Tarija | 25 | Selfsupported | RBS6101 | - | 0 | 0 | 3 | 3 | 3 | 0 | 0 | 0 | 9 |  | 1 DUG 20 01-1 DUW 31 01-1 DUW 31 01-1 DUS 3102 | 3 RRU 01 B5 | 3 | 1 DUG 20 01 | 1 | RBS 6601_SHARE | 0 RRU 01 B5 | 0 | 1 DUW 31 01 | 1 | RBS 6601_SHARE | 3 RRUS 01 B2 W | 3 | 1 DUW 31 01 | 1 | RBS6601_SHARE | 3 RRUS 11 B12 | 3 | 1 DUS 3102 | 1 | RBS 6601_SHARE | N/A | 0 | N/A | 0 | N/A | N/A | 0 | N/A | 0 | N/A | 0 | 0 | 0 | 0 | 0 | 9 |  |  |  | 2024 | GWL |  |  | -Exp. LTE (DF) ; | 0 | 0 | 2 | 0 | 0 | 0 |  | 2 | 9 |  | 0 | 0 | 2 | 0 | 0 | 0 | 0 | 2 | Exp. LTE (DF) ; | ABC | DF | 4 | 1 | 0 | Baseband 6631 | [13 empty] | INST : LTE AWS / |  | MIC BO 3YPlan 2023_1BB_2R_2A | 28 | 1xBaseband 6631, 2xRadio 4415 B66A, |  | 2xAntenna 4pH, | [25 empty] | 50 | 2 |  | 42 | [81 empty] | 1xBaseband 6631, 2xRadio 4415 B66A, 2xAntenna 4pH,
452 | RO 2021 - LTE Capacity H2/ / LTE RO 2019 Coverage Co-Located | 0 | Proyecto Millicom Bolivia 3YPlan 2023 | MGA | Melga | In Services | -17.4251 | -65.9077 | Rural | Sacaba | Chapare | Cochabamba | 40 | Selfsupported | Enclosure 6150 | - | 3 | 0 | 0 | 0 | 3 | 1 | 0 | 0 | 7 |  | 1 BB 5216 GL-1 BB 6630 L | 3 RRUS 01 B5 G | 3 | 1 BB 5216 GL | 1 | RBS 6601 | N/A | 0 | N/A | 0 | N/A | N/A | 0 | N/A | 0 | N/A | 3 RRUS 11 B12 | 3 | 0 BB 6630 L | 0 | RBS 6630 | 1 Radio 4415B66A | 1 | 1 BB 6630 L | 1 | RBS 6630 | N/A | 0 | 0 BB 6630 L | 0 | RBS 6630 | 0 | 0 | 0 | 0 | 0 | 7 |  |  |  | 2024 | GL |  |  | -Exp. LTE (I) ; | 0 | 1 | 0 | 0 | 0 | 0 |  | 1 | 7 |  | 0 | 0 | 1 | 0 | 0 | 0 | 0 | 1 | Exp. LTE (I) ; | ABCF | I | 2 | 0 | 0 | [14 empty] | INST : LTE 1900 / |  | MIC BO 3YPlan 2023_1R_1A | 9 | 1xRadio 4415 B2/25, |  | 1xAntenna 4pH, | [25 empty] | 70 | 1 |  | 59 | [81 empty] | 1xRadio 4415 B2/25, 1xAntenna 4pH,
453 | RO 2022 H1 New Sites | 0 | Proyecto Millicom Bolivia 3YPlan 2023 | BAL5 | Balcon 5 | In Services | -17.9045 | -63.2637 | Urbano | La Guardia | La Guardia | Santa Cruz | 45 | Selfsupported | Enclosure 6150 | - | 0 | 3 | 0 | 0 | 2 | 0 | 0 | 0 | 5 |  | 1 BB 6630 WL | N/A | 0 | N/A | 0 | N/A | 3 R 2219 B5 | 3 | 1 BB 6630 WL | 1 | RBS 6630 | N/A | 0 | N/A | 0 | N/A | 2 R 4478 B12A | 2 | 0 BB 6630 WL | 0 | RBS 6630 | N/A | 0 | N/A | 0 | N/A | N/A | 0 | N/A | 0 | N/A | N/A | 0 | N/A | 0 | N/A | 5 |  |  |  | 2024 | WL |  |  | -Exp. LTE (DEF) ; | 0 | 0 | 3 | 0 | 0 | 0 |  | 3 | 5 |  | 0 | 0 | 3 | 0 | 0 | 0 | 0 | 3 | Exp. LTE (DEF) ; | ABC | DEF | 31 | 1 | 0 | Baseband 6631 | [13 empty] | INST : LTE AWS / |  | MIC BO 3YPlan 2023_1BB_3R_3A | 31 | 1xBaseband 6631, 3xRadio 4415 B66A, |  | 3xAntenna 4pH, | [25 empty] | 70 | 3 |  | 64 | [81 empty] | 1xBaseband 6631, 3xRadio 4415 B66A, 3xAntenna 4pH,
454 | / LTE RO 2019 Coverage Co-Located | 0 | Proyecto Millicom Bolivia 3YPlan 2023 | LIQ | Liquinas | In Services | -17.5724 | -65.991 | Rural | Arbieto | Esteban Arce | Cochabamba | 60 | Selfsupported | Enclosure 6150 | - | 3 | 0 | 0 | 0 | 3 | 0 | 0 | 0 | 6 |  | 1 BB 5216 GL | 3 R 2219 B5 G | 3 | 1 BB 5216 GL | 1 | RBS 6601 | N/A | 0 | N/A | 0 | N/A | N/A | 0 | N/A | 0 | N/A | 3 RRUS 11 B12 | 3 | 0 BB 5216 GL | 0 | RBS 6601 | N/A | 0 | N/A | 0 | N/A | N/A | 0 | N/A | 0 | N/A | 0 | 0 | 0 | 0 | 0 | 6 |  |  |  | 2024 | GL |  |  | -Exp. LTE (DEF) ; | 0 | 0 | 3 | 0 | 0 | 0 |  | 3 | 6 |  | 0 | 0 | 3 | 0 | 0 | 0 | 0 | 3 | Exp. LTE (DEF) ; | ABC | DEF | 31 | 1 | 0 | Baseband 6631 | [13 empty] | INST : LTE AWS / |  | MIC BO 3YPlan 2023_1BB_3R_3A | 31 | 1xBaseband 6631, 3xRadio 4415 B66A, |  | 3xAntenna 4pH, | [25 empty] | 100 | 3 |  | 81 | [81 empty] | 1xBaseband 6631, 3xRadio 4415 B66A, 3xAntenna 4pH,
455 | 0 | Lista CF | Proyecto Millicom Bolivia 3YPlan 2023 | ZSR1 | Zona Sur 1 | In Services | -17.491 | -66.1202 | Urban | Cochabamba | Cercado | Cochabamba | 40 | Selfsupported | Enclosure 6150 | - | 0 | 3 | 0 | 0 | 2 | 0 | 0 | 0 | 5 |  | 1 BB 5216 WL | N/A | 0 | N/A | 0 | N/A | 3 R 2219 B5 W | 3 | 1 BB 5216 WL | 1 | RBS 6601 | N/A | 0 | N/A | 0 | N/A | 2 R 4478 B12A | 2 | 0 BB 5216 WL | 0 | RBS 6601 | N/A | 0 | N/A | 0 | N/A | N/A | 0 | N/A | 0 | N/A | N/A | 0 | N/A | 0 | N/A | 5 |  |  |  | 2024 | WL |  |  | -Exp. LTE (DEF) ; | 0 | 0 | 3 | 0 | 0 | 0 |  | 3 | 5 |  | 0 | 0 | 3 | 0 | 0 | 0 | 0 | 3 | Exp. LTE (DEF) ; | ABC | DEF | 31 | 1 | 0 | Baseband 6631 | [13 empty] | INST : LTE AWS / |  | MIC BO 3YPlan 2023_1BB_3R_3A | 31 | 1xBaseband 6631, 3xRadio 4415 B66A, |  | 3xAntenna 4pH, | [25 empty] | 70 | 3 |  | 59 | [81 empty] | 1xBaseband 6631, 3xRadio 4415 B66A, 3xAntenna 4pH,
456 | / LTE RO 2020 Capacity H2 - 1900Mhz | 0 | Proyecto Millicom Bolivia 3YPlan 2023 | YAP | Yapacani | In Services | -17.4012 | -63.8791 | Rural | Yapacani | Ichilo | Santa Cruz | 85 | Selfsupported | PBC6200 | - | 3 | 3 | 0 | 3 | 3 | 3 | 0 | 0 | 15 |  | 1 DUG 20 01-1 DUW3101-1 DUW 31 01-1 DUS 31 02 | 3 RRUS 12 B5 G | 3 | 1 DUG 20 01 | 1 | RBS6601_SHARE | 3 RRUS 01 B5 W | 3 | 1 DUW3101 | 1 | RBS 6601 | 3 RRUS 01 B2 W | 3 | 1 DUW 31 01 | 1 | RBS 6601 | 3 RRUS 11 B12 | 3 | 1 DUS 31 02 | 1 | RBS6601_SHARE | 3 RRU 11 B4 | 3 | 0 DUS 31 02 | 0 | RBS6601_SHARE | N/A | 0 | N/A | 0 | N/A | 0 | 0 | 0 | 0 | 0 | 15 |  |  |  | 2024 | GWL |  |  | -Mod. 850 (1-2-3) ; AAS FDD (DFGI) ; Sectorizar (EH) | 3 | 0 | 1 | 0 | 0 | 2 |  | 6 | 15 |  | 0 | 0 | 0 | 0 | 0 | 1 | 0 | 1 | Mod. 850 (1-2-3) ; AAS FDD (DFGI) ; Sectorizar (EH) | ABCDEFGHI | (1-2-3) | 16 | 1 | 2 | Baseband 6631 | Baseband 6651 | [12 empty] | INST : Mod. 850 / Sectorize AWS&1900 / AAS FDD AWS&1900 / |  | MIC BO 3YPlan 2023_3BB_6R_1A | 20 | 1xBaseband 6631, 2xBaseband 6651, 3xRadio 2219 B5, 1xRadio 4415 B66A, 2xRadio AAS B25/B66, |  | 1xTwin Beam Antenna, | [25 empty] | 150 | 6 |  | 109 | [81 empty] | 1xBaseband 6631, 2xBaseband 6651, 3xRadio 2219 B5, 1xRadio 4415 B66A, 2xRadio AAS B25/B66, 1xTwin Beam Antenna,
457 | RO 2021 - LTE Capacity H1_119 Sitios / LTE RO 2020 Capacity H1 - AWS/LTE RO 2020 Capacity H2 - 1900Mhz/High Load Cells_Only F1 | 0 | Proyecto Millicom Bolivia 3YPlan 2023 | COC3 | Cotoca 3 | In Services | -17.7612 | -62.9982 | Rural | Cotoca | Cotoca | Santa Cruz | 40 | Selfsupported | Enclosure 6150 | - | 0 | 3 | 0 | 0 | 3 | 3 | 3 | 0 | 12 |  | 1 BB 6630 W-1 BB 6630 L | N/A | 0 | N/A | 0 | N/A | 3 RRU 2219 B5 | 3 | 1 BB 6630 W | 1 | RBS 6630 | N/A | 0 | N/A | 0 | N/A | 3 RRUS 11 B12 | 3 | 1 BB 6630 L | 1 | RBS 6630 | 3 R 4415 B66A | 3 | 0 BB 6630 L | 0 | RBS 6630 | 3 R 4415 B2/B25 | 3 | 0 BB 6630 L | 0 | RBS 6630 | 0 | 0 | 0 | 0 | 0 | 12 |  |  |  | 2024 | WL |  |  | -Mod. 850 (1-2-3) ; AAS FDD (DEFGHI) ; | 0 | 0 | 0 | 0 | 0 | 3 |  | 3 | 12 |  | 0 | 0 | 0 | 0 | 0 | 0 | 0 | 0 | Mod. 850 (1-2-3) ; AAS FDD (DEFGHI) ; | ABCDEFGHI | (1-2-3) | 26 | 0 | 2 |  | Baseband 6651 | [12 empty] | INST : Mod. 850 / AAS FDD AWS&1900 / |  | MIC BO 3YPlan 2023_2BB_3R | 6 | 2xBaseband 6651, 3xRadio AAS B25/B66, | [27 empty] | 70 | 3 |  | 59 | [81 empty] | 2xBaseband 6651, 3xRadio AAS B25/B66,
458 | RO 2021 - LTE Capacity H1_119 Sitios / | 0 | Proyecto Millicom Bolivia 3YPlan 2023 | LAZ | Lazareto | In Services | -17.7832 | -63.1641 | Urban | Santa Cruz de la Sierra | Andres Ibanez | Santa Cruz | 10 | Selfsupported | PBC6200 | - | 3 | 3 | 0 | 0 | 3 | 3 | 2 | 0 | 14 |  | 1 BB 6630 GL-1 DUW 31 01 | 3 RRUS 12 B5 | 3 | 1 BB 6630 GL | 1 | RBS6601_SHARE | 3 RRUS 01 B5 | 3 | 1 DUW 31 01 | 1 | RBS6601 | N/A | 0 | N/A | 0 | N/A | 3 RRUS 11 B12 | 3 | 0 BB 6630 GL | 0 | RBS6601_SHARE | 3 RRUS32 B4 | 3 | 0 BB 6630 GL | 0 | RBS6601_SHARE | 2 R 4415 B2/B25 | 2 | 0 BB 6630 GL | 0 | RBS 6630 | 0 | 0 | 0 | 0 | 0 | 14 |  |  |  | 2024 | GWL |  |  | -Mod. 850 (2-3) ; Exp. LTE (G) ; AAS FDD (EFHI) ; | 2 | 1 | 0 | 0 | 0 | 2 |  | 5 | 14 |  | 0 | 0 | 1 | 0 | 0 | 0 | 0 | 1 | Mod. 850 (2-3) ; Exp. LTE (G) ; AAS FDD (EFHI) ; | ABCDEFHI | G(2-3) | 3 | 0 | 2 |  | Baseband 6651 | [12 empty] | INST : Mod. 850 / LTE 1900 / AAS FDD AWS&1900 / |  | MIC BO 3YPlan 2023_2BB_5R_1A | 16 | 2xBaseband 6651, 2xRadio 2219 B5, 1xRadio 4415 B2/25, 2xRadio AAS B25/B66, |  | 1xAntenna 4pH, | [25 empty] | 30 | 5 |  | 25 | [81 empty] | 2xBaseband 6651, 2xRadio 2219 B5, 1xRadio 4415 B2/25, 2xRadio AAS B25/B66, 1xAntenna 4pH,
459 | / LTE RO 2020 Capacity H2 - 1900Mhz | 0 | Proyecto Millicom Bolivia 3YPlan 2023 | CTL | Católica | In Services | -17.69 | -63.1552 | Urban | Santa Cruz de la Sierra | Andres Ibanez | Santa Cruz | 72 | Guyed | PBC6200 | - | 3 | 3 | 0 | 3 | 3 | 3 | 0 | 0 | 15 |  | 1 DUG 20 01-1 DUW 31 01-1 DUW 41 01-1 DUS 31 01 | 3 RRUS 12 B5 G | 3 | 1 DUG 20 01 | 1 | RBS6601 Share | 3 RRUS 01 B5 W | 3 | 1 DUW 31 01 | 1 | RBS6601_SHARE | 3 RRUS 01 B2 W | 3 | 1 DUW 41 01 | 1 | RBS6601_SHARE | 3 RRUS 11 B12 | 3 | 1 DUS 31 01 | 1 | RBS6601_SHARE | 2 RRUS 11 B4 ; 1 RRUS 32 B4 | 3 | 0 DUS 31 01 | 0 | RBS6601_SHARE | N/A | 0 | N/A | 0 | N/A | 0 | 0 | 0 | 0 | 0 | 15 |  |  |  | 2024 | GWL |  |  | -Mod. 850 (1-2-3) ; AAS FDD (DEFGHI) ; | 3 | 0 | 0 | 0 | 0 | 3 |  | 6 | 15 |  | 0 | 0 | 0 | 0 | 0 | 0 | 0 | 0 | Mod. 850 (1-2-3) ; AAS FDD (DEFGHI) ; | ABCDEFGHI | (1-2-3) | 26 | 1 | 2 | Baseband 6631 | Baseband 6651 | [12 empty] | INST : Mod. 850 / AAS FDD AWS&1900 / |  | MIC BO 3YPlan 2023_3BB_6R | 9 | 1xBaseband 6631, 2xBaseband 6651, 3xRadio 2219 B5, 3xRadio AAS B25/B66, | [27 empty] | 100 | 6 |  | 95 | [81 empty] | 1xBaseband 6631, 2xBaseband 6651, 3xRadio 2219 B5, 3xRadio AAS B25/B66,
460 | RO 2021 - LTE Capacity H1_119 Sitios / | RO 2022 Capacity H2 | Proyecto Millicom Bolivia 3YPlan 2023 | DUM | Santos Dumont | In Services | -17.8147 | -63.1833 | Urban | Santa Cruz de la Sierra | Andres Ibanez | Santa Cruz | 12 | Guyed | PU6210 | - | 3 | 3 | 0 | 0 | 3 | 2 | 2 | 1 | 14 |  | 1 BB 6630 GL-1 DUW 31 01 | 3 RRU 12 B5 | 3 | 1 BB 6630 GL | 1 | RBS 6601_SHARE | 3 RRU 01 B5 | 3 | 1 DUW 31 01 | 1 | RBS6601 | N/A | 0 | N/A | 0 | N/A | 3 RRUS 11 B12 | 3 | 0 BB 6630 GL | 0 | RBS6601_SHARE | 2 RRUS 32 B4 | 2 | 0 BB 6630 GL | 0 | RBS6601_SHARE | 2 R 4415 B2/B25 | 2 | 0 BB 6630 GL | 0 | RBS 6630 | 1 R 4499 B2B25B66A | 1 | 0 BB 6630 GL | 0 | RBS6601_SHARE | 14 |  |  |  | 2024 | GWL |  |  | -Mod. 850 (1-2-3) ; AAS FDD (DFGI) ; Sectorizar (EH) | 3 | 0 | 0 | 0 | 0 | 2 |  | 5 | 14 |  | 0 | 0 | 0 | 0 | 0 | 1 | 0 | 1 | Mod. 850 (1-2-3) ; AAS FDD (DFGI) ; Sectorizar (EH) | ABCDEFGHI | (1-2-3) | 16 | 0 | 2 |  | Baseband 6651 | [12 empty] | INST : Mod. 850 / Sectorize AWS&1900 / AAS FDD AWS&1900 / |  | MIC BO 3YPlan 2023_2BB_5R_1A | 16 | 2xBaseband 6651, 3xRadio 2219 B5, 2xRadio AAS B25/B66, |  | 1xTwin Beam Antenna, | [25 empty] | 30 | 5 |  | 27 | [81 empty] | 2xBaseband 6651, 3xRadio 2219 B5, 2xRadio AAS B25/B66, 1xTwin Beam Antenna,
461 | RO 2021 - LTE Capacity H1_119 Sitios / LTE RO 2019 Capacity H1/High Load Cells_Only F1 | 0 | Proyecto Millicom Bolivia 3YPlan 2023 | SIV | San Ignacio III | In Services | -16.3809 | -60.9576 | Rural | San Ignacio de Velasco | Velasco | Santa Cruz | 40 | Selfsupported | PBC6200 | - | 3 | 3 | 0 | 0 | 3 | 3 | 3 | 0 | 15 |  | 1 BB 6630 GL-1 DUW 31 01 | 3 RRUS 12 B5 G | 3 | 1 BB 6630 GL | 1 | RBS6601 | 3 RRUS 01 B5 W | 3 | 1 DUW 31 01 | 1 | RBS6601 | N/A | 0 | N/A | 0 | N/A | 3 RRUS 11 B12 | 3 | 0 BB 6630 GL | 0 | RBS6601 | 2 RRUS 32 B4 ; 1 R 4415 B66A | 3 | 0 BB 6630 GL | 0 | RBS6601 | 3 R 4415 B2/B25 | 3 | 0 BB 6630 GL | 0 | RBS 6630 | 0 | 0 | 0 | 0 | 0 | 15 |  |  |  | 2024 | GWL |  |  | -Mod. 850 (1-2-3) ; AAS FDD (DEFGHI) ; | 3 | 0 | 0 | 0 | 0 | 3 |  | 6 | 15 |  | 0 | 0 | 0 | 0 | 0 | 0 | 0 | 0 | Mod. 850 (1-2-3) ; AAS FDD (DEFGHI) ; | ABCDEFGHI | (1-2-3) | 26 | 0 | 2 |  | Baseband 6651 | [12 empty] | INST : Mod. 850 / AAS FDD AWS&1900 / |  | MIC BO 3YPlan 2023_2BB_6R | 11 | 2xBaseband 6651, 3xRadio 2219 B5, 3xRadio AAS B25/B66, | [27 empty] | 70 | 6 |  | 59 | [81 empty] | 2xBaseband 6651, 3xRadio 2219 B5, 3xRadio AAS B25/B66,
462 | / LTE RO 2020 Capacity H2 - 1900Mhz | 0 | Proyecto Millicom Bolivia 3YPlan 2023 | CDG | Condominio Genesis | In Services | -17.7209 | -63.1676 | Urban | Santa Cruz de la Sierra | Andres Ibanez | Santa Cruz | 25 | Selfsupported | RBS6101 | RBS6101 | 3 | 3 | 0 | 0 | 3 | 3 | 3 | 0 | 15 |  | 1 BB 6630 GL-1 DUW 31 01 | 3 RRUS 01 B5 G | 3 | 1 BB 6630 GL | 1 | RBS 6601 | 3 RRU 01 B5 W | 3 | 1 DUW 31 01 | 1 | RBS 6601 | N/A | 0 | N/A | 0 | N/A | 3 RRUS 11 B12 | 3 | 0 BB 6630 GL | 0 | RBS6601 | 3 RRUS 11 B4 | 3 | 0 BB 6630 GL | 0 | RBS6601 | 3 R 4415 B2/B25 | 3 | 0 BB 6630 GL | 0 | RBS6601 | 0 | 0 | 0 | 0 | 0 | 15 |  |  |  | 2024 | GWL |  |  | -Mod. 850 (1-2-3) ; AAS FDD (EH) ; Sectorizar (DFGI) | 3 | 0 | 2 | 0 | 0 | 1 |  | 6 | 15 |  | 0 | 0 | 0 | 0 | 0 | 2 | 0 | 2 | Mod. 850 (1-2-3) ; AAS FDD (EH) ; Sectorizar (DFGI) | ABCDEFGHI | (1-2-3) | 9 | 0 | 1 |  | Baseband 6651 | [12 empty] | INST : Mod. 850 / Sectorize AWS&1900 / AAS FDD AWS&1900 / |  | MIC BO 3YPlan 2023_1BB_6R_2A | 11 | 1xBaseband 6651, 3xRadio 2219 B5, 2xRadio 4415 B66A, 1xRadio AAS B25/B66, |  | 2xTwin Beam Antenna, | [25 empty] | 50 | 6 |  | 42 | [81 empty] | 1xBaseband 6651, 3xRadio 2219 B5, 2xRadio 4415 B66A, 1xRadio AAS B25/B66, 2xTwin Beam Antenna,
463 | RO 2021 - LTE Capacity H2/0 | 0 | Proyecto Millicom Bolivia 3YPlan 2023 | BNP | B. Nueva Primavera | In Services | -17.7482 | -63.1086 | Urban | Santa Cruz de la Sierra | Andres Ibanez | Santa Cruz | 40 | Selfsupported | RBS6101 | - | 3 | 3 | 0 | 0 | 3 | 3 | 2 | 0 | 14 |  | 1 DUG 20 01-1 DUW 31 01-1 BB 6630 L | 3 RRUS 01 B5 G | 3 | 1 DUG 20 01 | 1 | RBS6601 Share | 3 RRU 01 B5 W | 3 | 1 DUW 31 01 | 1 | RBS6601 Share | N/A | 0 | N/A | 0 | N/A | 3 RRUS 11 B12 | 3 | 0 BB 6630 L | 0 | RBS 6630 | 3 RRUS 32 B4 | 3 | 1 BB 6630 L | 1 | RBS 6630 | 2 R 4415 B2/B25 | 2 | 0 BB 6630 L | 0 | RBS 6630 | 0 | 0 | 0 | 0 | 0 | 14 |  |  |  | 2024 | GWL |  |  | -Mod. 850 (1-2-3) ; AAS FDD (DEGH) ; Sectorizar (FI) | 3 | 1 | 0 | 0 | 0 | 2 |  | 6 | 14 |  | 0 | 0 | 0 | 0 | 0 | 1 | 0 | 1 | Mod. 850 (1-2-3) ; AAS FDD (DEGH) ; Sectorizar (FI) | ABCDEFGH | I(1-2-3) | 8 | 0 | 2 |  | Baseband 6651 | [12 empty] | INST : Mod. 850 / Sectorize AWS&1900 / AAS FDD AWS&1900 / |  | MIC BO 3YPlan 2023_2BB_6R_1A | 19 | 2xBaseband 6651, 3xRadio 2219 B5, 1xRadio 4415 B2/25, 2xRadio AAS B25/B66, |  | 1xTwin Beam Antenna, | [25 empty] | 70 | 6 |  | 59 | [81 empty] | 2xBaseband 6651, 3xRadio 2219 B5, 1xRadio 4415 B2/25, 2xRadio AAS B25/B66, 1xTwin Beam Antenna,
464 | / LTE RO 2020 Capacity H1 - 1900Mhz | 0 | Proyecto Millicom Bolivia 3YPlan 2023 | CMR | Camiri | In Services | -20.0383 | -63.5255 | Rural | Camiri | Cordillera | Santa Cruz | 50 | Selfsupported | PBC6200 | - | 3 | 3 | 0 | 0 | 3 | 3 | 3 | 0 | 15 |  | 1 DUG 20 01-1 DUW 31 01-1 DUS 31 01 | 3 RRUS 12 B5 | 3 | 1 DUG 20 01 | 1 | RBS6601 Share | 3 RRUS 01 B5 | 3 | 1 DUW 31 01 | 1 | RBS6601 | N/A | 0 | N/A | 0 | N/A | 3 RRUS 11 B12 | 3 | 1 DUS 31 01 | 1 | RBS6601_SHARE | 3 RRUS 11 B4 | 3 | 0 DUS 31 01 | 0 | RBS6601_SHARE | 3 R 2217B2 | 3 | 0 DUS 31 02 | 0 | RBS6601_SHARE | 0 | 0 | 0 | 0 | 0 | 15 |  |  |  | 2024 | GWL |  |  | -Mod. 850 (1-2-3) ; Sectorizar (DEFGHI) | 3 | 0 | 0 | 3 | 0 | 0 |  | 6 | 15 |  | 0 | 0 | 0 | 0 | 0 | 3 | 0 | 3 | Mod. 850 (1-2-3) ; Sectorizar (DEFGHI) | ABCDEFGHI | (1-2-3) | 12 | 1 | 0 | Baseband 6631 | [13 empty] | INST : Mod. 850 / Sectorize AWS&1900 / |  | MIC BO 3YPlan 2023_1BB_6R_3A | 20 | 1xBaseband 6631, 3xRadio 2219 B5, 3xRadio 4499 44B2/25 44B66A, |  | 3xTwin Beam Antenna, | [25 empty] | 100 | 6 |  | 70 | [81 empty] | 1xBaseband 6631, 3xRadio 2219 B5, 3xRadio 4499 44B2/25 44B66A, 3xTwin Beam Antenna,
465 | / LTE RO 2020 Capacity H1 - 1900Mhz | 0 | Proyecto Millicom Bolivia 3YPlan 2023 | PGZ | Pentaguazu | In Services | -17.5904 | -63.1323 | Urban | Warnes | Warnes | Santa Cruz | 40 | Selfsupported | RBS6101 | - | 3 | 3 | 0 | 0 | 3 | 3 | 3 | 0 | 15 |  | 1 DUG 20 01-1 DUW 31 01-1 DUS 31 01 | 3 RRUS 01 B5 G | 3 | 1 DUG 20 01 | 1 | RBS6601_SHARE | 3 RRU 01 B5 W | 3 | 1 DUW 31 01 | 1 | RBS6601 | N/A | 0 | N/A | 0 | N/A | 3 RRUS 11 B12 | 3 | 1 DUS 31 01 | 1 | RBS6601_SHARE | 3 RRUS 32 B4 | 3 | 0 DUS 31 01 | 0 | RBS6601_SHARE | 3 R 2217B2 | 3 | 0 DUS 31 01 | 0 | RBS6601_SHARE | 0 | 0 | 0 | 0 | 0 | 15 |  |  |  | 2024 | GWL |  |  | -Mod. 850 (1-2-3) ; Sectorizar (DEFGHI) | 3 | 3 | 0 | 0 | 0 | 0 |  | 6 | 15 |  | 0 | 0 | 0 | 0 | 0 | 3 | 0 | 3 | Mod. 850 (1-2-3) ; Sectorizar (DEFGHI) | ABCDEFGHI | (1-2-3) | 12 | 1 | 0 | Baseband 6631 | [13 empty] | INST : Mod. 850 / Sectorize AWS&1900 / |  | MIC BO 3YPlan 2023_1BB_6R_3A | 20 | 1xBaseband 6631, 3xRadio 2219 B5, 3xRadio 4415 B2/25, |  | 3xTwin Beam Antenna, | [25 empty] | 70 | 6 |  | 59 | [81 empty] | 1xBaseband 6631, 3xRadio 2219 B5, 3xRadio 4415 B2/25, 3xTwin Beam Antenna,
466 | / LTE RO 2020 Capacity H2 - 1900Mhz/High Load Cells_Only F1 | 0 | Proyecto Millicom Bolivia 3YPlan 2023 | RCR | El Recreo | In Services | -17.881 | -63.0922 | Urban | Santa Cruz de la Sierra | Andres Ibanez | Santa Cruz | 40 | Selfsupported | RBS6101 | Enclosure 6150 | 0 | 0 | 3 | 0 | 3 | 3 | 3 | 0 | 12 |  | 1 BB 6630 GL-1 DUW 31 01 | 3 RRUS 01 B5 GW | 3 | 1 BB 6630 GL | 1 | RBS 6630 | 0 RRUS 01 B5 GW | 0 | 1 DUW 31 01 | 1 | RBS6101 | N/A | 0 | N/A | 0 | N/A | 3 RRUS 11 B12 | 3 | 0 BB 6630 GL | 0 | RBS 6630 | 2 RRUS 32 B4 ; 1 R 4415 B66A | 3 | 0 BB 6630 GL | 0 | RBS 6630 | 3 R 4415 B2/B25 | 3 | 0 BB 6630 GL | 0 | RBS 6630 | 0 | 0 | 0 | 0 | 0 | 12 |  |  |  | 2024 | GWL |  |  | -Mod. 850 (1-2-3) ; AAS FDD (DFGI) ; Sectorizar (EH) | 3 | 0 | 0 | 0 | 0 | 2 |  | 5 | 12 |  | 0 | 0 | 0 | 0 | 0 | 1 | 0 | 1 | Mod. 850 (1-2-3) ; AAS FDD (DFGI) ; Sectorizar (EH) | ABCDEFGHI | (1-2-3) | 16 | 0 | 2 |  | Baseband 6651 | [12 empty] | INST : Mod. 850 / Sectorize AWS&1900 / AAS FDD AWS&1900 / |  | MIC BO 3YPlan 2023_2BB_5R_1A | 16 | 2xBaseband 6651, 3xRadio 2219 B5, 2xRadio AAS B25/B66, |  | 1xTwin Beam Antenna, | [25 empty] | 70 | 5 |  | 59 | [81 empty] | 2xBaseband 6651, 3xRadio 2219 B5, 2xRadio AAS B25/B66, 1xTwin Beam Antenna,
467 | RO 2021 - LTE Capacity H1_119 Sitios / | 0 | Proyecto Millicom Bolivia 3YPlan 2023 | RTO | El Retono | In Services | -17.7169 | -63.143 | Urban | Santa Cruz de la Sierra | Andres Ibanez | Santa Cruz | 40 | Selfsupported | PBC6200 | - | 3 | 3 | 0 | 0 | 3 | 3 | 3 | 0 | 15 |  | 1 BB 6630 GL-1 DUW 31 01 | 3 RRUS 12 B5 G | 3 | 1 BB 6630 GL | 1 | RBS 6601_SHARE | 3 RRUS 01 B5 W | 3 | 1 DUW 31 01 | 1 | RBS 6601_SHARE | N/A | 0 | N/A | 0 | N/A | 3 RRUS 11 B12 | 3 | 0 BB 6630 GL | 0 | RBS6601_SHARE | 3 RRU 11 B4 | 3 | 0 BB 6630 GL | 0 | RBS6601_SHARE | 3 R 4415 B2/B25 | 3 | 0 BB 6630 GL | 0 | RBS 6630 | 0 | 0 | 0 | 0 | 0 | 15 |  |  |  | 2024 | GWL |  |  | -Mod. 850 (1-2-3) ; AAS FDD (DG) ; Sectorizar (EFHI) | 3 | 0 | 2 | 0 | 0 | 1 |  | 6 | 15 |  | 0 | 0 | 0 | 0 | 0 | 2 | 0 | 2 | Mod. 850 (1-2-3) ; AAS FDD (DG) ; Sectorizar (EFHI) | ABCDEFGHI | (1-2-3) | 9 | 0 | 1 |  | Baseband 6651 | [12 empty] | INST : Mod. 850 / Sectorize AWS&1900 / AAS FDD AWS&1900 / |  | MIC BO 3YPlan 2023_1BB_6R_2A | 11 | 1xBaseband 6651, 3xRadio 2219 B5, 2xRadio 4415 B66A, 1xRadio AAS B25/B66, |  | 2xTwin Beam Antenna, | [25 empty] | 70 | 6 |  | 59 | [81 empty] | 1xBaseband 6651, 3xRadio 2219 B5, 2xRadio 4415 B66A, 1xRadio AAS B25/B66, 2xTwin Beam Antenna,
468 | / LTE RO 2020 Capacity H2 - 1900Mhz | 0 | Proyecto Millicom Bolivia 3YPlan 2023 | WAR2 | Warnes II | In Services | -17.5113 | -63.1689 | Urban | Warnes | Warnes | Santa Cruz | 40 | Selfsupported | PBC6200 | - | 3 | 3 | 0 | 3 | 0 | 3 | 0 | 0 | 12 |  | 1 DUG 20 01-1 DUW3101-1 DUW 31 01-1 DUS 31 02 | 3 RRUS 12 B5 G | 3 | 1 DUG 20 01 | 1 | RBS6601_SHARE | 3 RRUS 01 B5 W | 3 | 1 DUW3101 | 1 | RBS 6601 | 3 RRUS 01 B2 W | 3 | 1 DUW 31 01 | 1 | RBS 6601 | N/A | 0 | N/A | 0 | N/A | 3 RRU 11 B4 | 3 | 1 DUS 31 02 | 1 | RBS6601_SHARE | N/A | 0 | N/A | 0 | N/A | 0 | 0 | 0 | 0 | 0 | 12 |  |  |  | 2024 | GWL |  |  | -Mod. 850 (1-2-3) ; AAS FDD (DFGI) ; Sectorizar (EH) | 3 | 0 | 1 | 0 | 0 | 2 |  | 6 | 12 |  | 0 | 0 | 0 | 0 | 0 | 1 | 0 | 1 | Mod. 850 (1-2-3) ; AAS FDD (DFGI) ; Sectorizar (EH) | DEFGHI | (1-2-3) | 16 | 1 | 2 | Baseband 6631 | Baseband 6651 | [12 empty] | INST : Mod. 850 / Sectorize AWS&1900 / AAS FDD AWS&1900 / |  | MIC BO 3YPlan 2023_3BB_6R_1A | 20 | 1xBaseband 6631, 2xBaseband 6651, 3xRadio 2219 B5, 1xRadio 4415 B66A, 2xRadio AAS B25/B66, |  | 1xTwin Beam Antenna, | [25 empty] | 70 | 6 |  | 59 | [81 empty] | 1xBaseband 6631, 2xBaseband 6651, 3xRadio 2219 B5, 1xRadio 4415 B66A, 2xRadio AAS B25/B66, 1xTwin Beam Antenna,
469 | RO 2021 - LTE Capacity H1_119 Sitios / | 0 | Proyecto Millicom Bolivia 3YPlan 2023 | QJO | Quijarro | In Services | -19.0047 | -57.721 | Rural | Puerto Quijarro | German Busch | Santa Cruz | 40 | Selfsupported | RBS6101 | E6150 | 3 | 3 | 0 | 0 | 3 | 3 | 1 | 0 | 13 |  | 1 DUG 20 01-1 DUW 41 01-1 BB 6630 L | 3 RRUS 12 B5 G | 3 | 1 DUG 20 01 | 1 | RBS6601_SHARE | 3 RRUS 01 B5 W | 3 | 1 DUW 41 01 | 1 | RBS6601 | N/A | 0 | N/A | 0 | N/A | 3 RRUS 11 B12 | 3 | 0 BB 6630 L | 0 | RBS 6630 | 3 RRUS 11 B4 | 3 | 1 BB 6630 L | 1 | RBS 6630 | 1 R 4415 B2/B25 | 1 | 0 BB 6630 L | 0 | RBS 6630 | 0 | 0 | 0 | 0 | 0 | 13 |  |  |  | 2024 | GWL |  |  | -Mod. 850 (1-2-3) ; Exp. LTE (I) ; MIMO4 LTE (F) ; AAS FDD (DG) ; Sectorizar (EH) | 3 | 0 | 1 | 1 | 0 | 1 |  | 6 | 13 |  | 0 | 0 | 1 | 0 | 0 | 1 | 0 | 2 | Mod. 850 (1-2-3) ; Exp. LTE (I) ; MIMO4 LTE (F) ; AAS FDD (DG) ; Sectorizar (EH) | ABCDEFGH | I(1-2-3) | 3 | 0 | 1 |  | Baseband 6651 | [12 empty] | INST : Mod. 850 / LTE 1900 / Sectorize AWS&1900 / AAS FDD AWS&1900 / |  | MIC BO 3YPlan 2023_1BB_6R_2A | 11 | 1xBaseband 6651, 3xRadio 2219 B5, 1xRadio 4415 B66A, 1xRadio 4499 44B2/25 44B66A, 1xRadio AAS B25/B66, |  | 1xAntenna 4pH, 1xTwin Beam Antenna, | [25 empty] | 70 | 6 |  | 59 | [81 empty] | 1xBaseband 6651, 3xRadio 2219 B5, 1xRadio 4415 B66A, 1xRadio 4499 44B2/25 44B66A, 1xRadio AAS B25/B66, 1xAntenna 4pH, 1xTwin Beam Antenna,
470 | 0 | 0 | Proyecto Millicom Bolivia 3YPlan 2023 | MON | Montero | In Services | -17.3365 | -63.2599 | Urban | Montero | Obispo Santisteban | Santa Cruz | 75 | Selfsupported | PBC6200 | - | 3 | 3 | 0 | 0 | 3 | 3 | 3 | 0 | 15 |  | 1 DUG 20 01-1 DUW 31 01-1 DUS 31 01 | 3 RRUS 12 B5 | 3 | 1 DUG 20 01 | 1 | RBS 6601_SHARE | 3 RRUS 01 B5 | 3 | 1 DUW 31 01 | 1 | RBS 6601 | N/A | 0 | N/A | 0 | N/A | 3 RRUS 11 B12 | 3 | 1 DUS 31 01 | 1 | RBS 6601 | 3 RRUS 11 B4 | 3 | 0 DUS 31 01 | 0 | RBS6601_SHARE | 3 R 2217B2 | 3 | 0 DUS 3101 | 0 | RBS6601_SHARE | 0 | 0 | 0 | 0 | 0 | 15 |  |  |  | 2024 | GWL |  |  | -Mod. 850 (1-2-3) ; AAS FDD (FI) ; Sectorizar (DEGH) | 3 | 0 | 0 | 2 | 0 | 1 |  | 6 | 15 |  | 0 | 0 | 0 | 0 | 0 | 2 | 0 | 2 | Mod. 850 (1-2-3) ; AAS FDD (FI) ; Sectorizar (DEGH) | ABCDEFGHI | (1-2-3) | 6 | 1 | 1 | Baseband 6631 | Baseband 6651 | [12 empty] | INST : Mod. 850 / Sectorize AWS&1900 / AAS FDD AWS&1900 / |  | MIC BO 3YPlan 2023_2BB_6R_2A | 18 | 1xBaseband 6631, 1xBaseband 6651, 3xRadio 2219 B5, 2xRadio 4499 44B2/25 44B66A, 1xRadio AAS B25/B66, |  | 2xTwin Beam Antenna, | [25 empty] | 100 | 6 |  | 98 | [81 empty] | 1xBaseband 6631, 1xBaseband 6651, 3xRadio 2219 B5, 2xRadio 4499 44B2/25 44B66A, 1xRadio AAS B25/B66, 2xTwin Beam Antenna,
471 | Swap Oruro & Potosí 2021 | 0 | Proyecto Millicom Bolivia 3YPlan 2023 | LLA | Llallagua | In Services | -18.4259 | -66.5888 | 0 | - | - | Potosi | 40 | Selfsupported | Enclosure 6150 | 0 | 0 | 0 | 3 | 0 | 1 | 1 | 0 | 2 | 7 |  | 1 BB 6630 GW-1 BB 6630 L | 3 R 2219 B5 | 3 | 1 BB 6630 GW | 1 | RBS 6630 | 0 2219 B5 | 0 | 0 BB 6630 GW | 2 | RBS 6630 | N/A | 0 | N/A | 2 | N/A | 1 R 4478 B12A | 1 | 1 BB 6630 L | 1 | RBS 6630 | 1 R 4415 B66A | 1 | 0 BB 6630 L | 0 | RBS 6630 | N/A | 0 | N/A | 0 | N/A | 2 R 4499 B2B25B66A | 2 | 0 BB 6630 L | 0 | RBS 6630 | 7 |  |  |  | 2024 | GWL |  |  | -Mod. 850 (1-2) ; AAS FDD (DEGH) ; | 0 | 0 | 0 | 0 | 0 | 2 |  | 2 | 7 |  | 0 | 0 | 0 | 0 | 0 | 0 | 0 | 0 | Mod. 850 (1-2) ; AAS FDD (DEGH) ; | ABDEFGH | (1-2) | 5 | 0 | 2 |  | Baseband 6651 | [12 empty] | INST : Mod. 850 / AAS FDD AWS&1900 / |  | MIC BO 3YPlan 2023_2BB_2R | 4 | 2xBaseband 6651, 2xRadio AAS B25/B66, | [27 empty] | 70 | 2 |  | 59 | [81 empty] | 2xBaseband 6651, 2xRadio AAS B25/B66,
472 | RO 2021 - LTE Capacity H1_119 Sitios / | 0 | Proyecto Millicom Bolivia 3YPlan 2023 | CHP | Club Hipico | In Services | -17.8135 | -63.196 | Urban | Santa Cruz de la Sierra | Andres Ibanez | Santa Cruz | 40 | Selfsupported | RBS6101 | - | 3 | 3 | 0 | 0 | 3 | 3 | 3 | 0 | 15 |  | 1 BB 6630 GL-1 DUW 31 01 | 3 RRUS 12 B5 G | 3 | 1 BB 6630 GL | 1 | RBS 6601_SHARE | 3 RRUS 01 B5 W | 3 | 1 DUW 31 01 | 1 | RBS 6601_SHARE | N/A | 0 | N/A | 0 | N/A | 3 RRUS 11 B12 | 3 | 0 BB 6630 GL | 0 | RBS6601_SHARE | 3 RRU 11 B4 | 3 | 0 BB 6630 GL | 0 | RBS6601_SHARE | 3 R 4415 B2/B25 | 3 | 0 BB 6630 GL | 0 | RBS 6630 | 0 | 0 | 0 | 0 | 0 | 15 |  |  |  | 2024 | GWL |  |  | -Mod. 850 (1-2-3) ; AAS FDD (DFGI) ; Sectorizar (EH) | 3 | 0 | 1 | 0 | 0 | 2 |  | 6 | 15 |  | 0 | 0 | 0 | 0 | 0 | 1 | 0 | 1 | Mod. 850 (1-2-3) ; AAS FDD (DFGI) ; Sectorizar (EH) | ABCDEFGHI | (1-2-3) | 16 | 0 | 2 |  | Baseband 6651 | [12 empty] | INST : Mod. 850 / Sectorize AWS&1900 / AAS FDD AWS&1900 / |  | MIC BO 3YPlan 2023_2BB_6R_1A | 19 | 2xBaseband 6651, 3xRadio 2219 B5, 1xRadio 4415 B66A, 2xRadio AAS B25/B66, |  | 1xTwin Beam Antenna, | [25 empty] | 70 | 6 |  | 59 | [81 empty] | 2xBaseband 6651, 3xRadio 2219 B5, 1xRadio 4415 B66A, 2xRadio AAS B25/B66, 1xTwin Beam Antenna,
473 | Swap Oruro & Potosí 2021 | 0 | Proyecto Millicom Bolivia 3YPlan 2023 | PMA | Urb. Pumas Andinos | In Services | -17.9879 | -67.0706 | 0 | - | - | Oruro | 25 | Selfsupported | Enclosure 6150 | 0 | 0 | 0 | 3 | 0 | 2 | 1 | 0 | 2 | 8 |  | 1 BB 6630 GWL | 3 R 2219 B5 | 3 | 1 BB 6630 GWL | 1 | RBS 6630 | 0 2219 B5 | 0 | 0 BB 6630 GWL | 1 | RBS 6630 | N/A | 0 | N/A | 1 | N/A | 2 R 4449 B5 B12A | 2 | 0 BB 6630 GWL | 0 | RBS 6630 | 1 R 4499 B2B25B66A | 1 | 0 BB 6630 L | 0 | N/A | N/A | 0 | N/A | 0 | N/A | 2 R 4499 B2B25B66A | 2 | 0 BB 6630 L | 0 | RBS 6630 | 8 |  |  |  | 2024 | GWL |  |  | -Mod. 850 (1-2-3) ; AAS FDD (EFHI) ; Sectorizar (DG) | 0 | 0 | 0 | 0 | 0 | 2 |  | 2 | 8 |  | 0 | 0 | 0 | 0 | 0 | 1 | 0 | 1 | Mod. 850 (1-2-3) ; AAS FDD (EFHI) ; Sectorizar (DG) | ABCDEFHI | G(1-2-3) | 10 | 0 | 2 |  | Baseband 6651 | [12 empty] | INST : Mod. 850 / Sectorize AWS&1900 / AAS FDD AWS&1900 / |  | MIC BO 3YPlan 2023_2BB_2R_1A | 5 | 2xBaseband 6651, 2xRadio AAS B25/B66, |  | 1xTwin Beam Antenna, | [25 empty] | 50 | 2 |  | 42 | [81 empty] | 2xBaseband 6651, 2xRadio AAS B25/B66, 1xTwin Beam Antenna,
474 | / LTE RO 2020 Capacity H1 - 1900Mhz | 0 | Proyecto Millicom Bolivia 3YPlan 2023 | TOR2 | El Torno II | In Services | -17.9942 | -63.3835 | Rural | El Torno | Andres Ibanez | Santa Cruz | 8 | Monopolo | RBS6101 | - | 0 | 0 | 3 | 0 | 3 | 3 | 3 | 0 | 12 |  | 1 DUG 20 01-1 DUW 31 01-1 DUS 31 02 | 3 RRU 01 B5 GW | 3 | 1 DUG 20 01 | 1 | RBS 6601_SHARE | 0 RRU 01 B5 GW | 0 | 1 DUW 31 01 | 1 | RBS 6601 | N/A | 0 | N/A | 0 | N/A | 3 RRUS 11 B12 | 3 | 1 DUS 31 02 | 1 | RBS6601_SHARE | 3 Radio 4415B66A | 3 | 0 DUS 31 02 | 0 | RBS6601_SHARE | 3 R 2217B2 | 3 | 0 DUS 31 02 | 0 | RBS6601_SHARE | 0 | 0 | 0 | 0 | 0 | 12 |  |  |  | 2024 | GWL |  |  | -Mod. 850 (1-2-3) ; AAS FDD (DG) ; Sectorizar (EH) | 3 | 1 | 0 | 0 | 0 | 1 |  | 5 | 12 |  | 0 | 0 | 0 | 0 | 0 | 1 | 0 | 1 | Mod. 850 (1-2-3) ; AAS FDD (DG) ; Sectorizar (EH) | ABCDEFGHI | (1-2-3) | 1 | 1 | 1 | Baseband 6631 | Baseband 6651 | [12 empty] | INST : Mod. 850 / Sectorize AWS&1900 / AAS FDD AWS&1900 / |  | MIC BO 3YPlan 2023_2BB_5R_1A | 16 | 1xBaseband 6631, 1xBaseband 6651, 3xRadio 2219 B5, 1xRadio 4415 B2/25, 1xRadio AAS B25/B66, |  | 1xTwin Beam Antenna, | [25 empty] | 30 | 5 |  | 23 | [81 empty] | 1xBaseband 6631, 1xBaseband 6651, 3xRadio 2219 B5, 1xRadio 4415 B2/25, 1xRadio AAS B25/B66, 1xTwin Beam Antenna,
475 | / LTE RO 2020 Capacity H1 - 1900Mhz | 0 | Proyecto Millicom Bolivia 3YPlan 2023 | EVA | Evangelica | In Services | -17.8427 | -63.2054 | Urban | Santa Cruz de la Sierra | Andres Ibanez | Santa Cruz | 60 | Selfsupported | PBC6200 | - | 3 | 3 | 0 | 0 | 3 | 3 | 3 | 0 | 15 |  | 1 DUG 20 01-1 DUW 31 01-1 DUS 31 01 | 3 RRUS 12 B5 G | 3 | 1 DUG 20 01 | 1 | RBS 6601_SHARE | 3 RRUS 01 B5 W | 3 | 1 DUW 31 01 | 1 | RBS 6601 | N/A | 0 | N/A | 0 | N/A | 3 RRUS 11 B12 | 3 | 1 DUS 31 01 | 1 | RBS6601_SHARE | 3 RRUS 11 B4 | 3 | 0 DUS 31 01 | 0 | RBS6601_SHARE | 3 R 2217B2 | 3 | 0 BB 5212 L | 0 | RBS 6601_SHARE | 0 | 0 | 0 | 0 | 0 | 15 |  |  |  | 2024 | GWL |  |  | -Mod. 850 (1-2-3) ; AAS FDD (DEGH) ; Sectorizar (FI) | 3 | 0 | 0 | 1 | 0 | 2 |  | 6 | 15 |  | 0 | 0 | 0 | 0 | 0 | 1 | 0 | 1 | Mod. 850 (1-2-3) ; AAS FDD (DEGH) ; Sectorizar (FI) | ABCDEFGHI | (1-2-3) | 8 | 1 | 2 | Baseband 6631 | Baseband 6651 | [12 empty] | INST : Mod. 850 / Sectorize AWS&1900 / AAS FDD AWS&1900 / |  | MIC BO 3YPlan 2023_3BB_6R_1A | 20 | 1xBaseband 6631, 2xBaseband 6651, 3xRadio 2219 B5, 1xRadio 4499 44B2/25 44B66A, 2xRadio AAS B25/B66, |  | 1xTwin Beam Antenna, | [25 empty] | 100 | 6 |  | 81 | [81 empty] | 1xBaseband 6631, 2xBaseband 6651, 3xRadio 2219 B5, 1xRadio 4499 44B2/25 44B66A, 2xRadio AAS B25/B66, 1xTwin Beam Antenna,
476 | / LTE RO 2020 Capacity H2 - 1900Mhz | 0 | Proyecto Millicom Bolivia 3YPlan 2023 | SCR2 | Patria | In Services | -19.0331 | -65.2587 | Urban | Sucre | Oropeza | Chuquisaca | 50 | Selfsupported | PBC6200 | - | 3 | 3 | 0 | 0 | 3 | 3 | 3 | 0 | 15 |  | 1 BB 6630 GL-1 DUW 3101 | 3 RRUS 12 B5 G | 3 | 1 BB 6630 GL | 1 | RBS6601_SHARE | 3 RRUS 01 B5 W | 3 | 1 DUW 3101 | 1 | RBS6601 | N/A | 0 | N/A | 0 | N/A | 3 RRUS 11 B12 | 3 | 0 BB 6630 GL | 1 | RBS 6101_SHARE | 3 RRU 11 B4 | 3 | 0 BB 6630 GL | 0 | RBS 6101_SHARE | 3 R 4415 B2/B25 | 3 | 0 BB 6630 GL | 0 | RBS 6101 | 0 | 0 | 0 | 0 | 0 | 15 |  |  |  | 2024 | GWL |  |  | -Mod. 850 (1-2-3) ; AAS FDD (DFGI) ; Sectorizar (EH) | 3 | 0 | 1 | 0 | 0 | 2 |  | 6 | 15 |  | 0 | 0 | 0 | 0 | 0 | 1 | 0 | 1 | Mod. 850 (1-2-3) ; AAS FDD (DFGI) ; Sectorizar (EH) | ABCDEFGHI | (1-2-3) | 16 | 0 | 2 |  | Baseband 6651 | [12 empty] | INST : Mod. 850 / Sectorize AWS&1900 / AAS FDD AWS&1900 / |  | MIC BO 3YPlan 2023_2BB_6R_1A | 19 | 2xBaseband 6651, 3xRadio 2219 B5, 1xRadio 4415 B66A, 2xRadio AAS B25/B66, |  | 1xTwin Beam Antenna, | [25 empty] | 100 | 6 |  | 70 | [81 empty] | 2xBaseband 6651, 3xRadio 2219 B5, 1xRadio 4415 B66A, 2xRadio AAS B25/B66, 1xTwin Beam Antenna,
477 | / LTE RO 2020 Capacity H1 - 1900Mhz | 0 | Proyecto Millicom Bolivia 3YPlan 2023 | PRI | Primavera | In Services | -17.8259 | -63.1722 | Urban | Santa Cruz de la Sierra | Andres Ibanez | Santa Cruz | 60 | Selfsupported | RBS6101 | RBS6101 | 3 | 3 | 0 | 0 | 3 | 3 | 3 | 0 | 15 |  | 1 DUG 20 01-1 DUW 31 01-1 DUS 31 01 | 3 RRUS 12 B5 | 3 | 1 DUG 20 01 | 1 | RBS 6601_SHARE | 3 RRUS 01 B5 | 3 | 1 DUW 31 01 | 1 | RBS 6101 | N/A | 0 | N/A | 0 | N/A | 3 RRUS 11 B12 | 3 | 1 DUS 31 01 | 1 | RBS 6601_SHARE | 3 RRUS 11 B4 | 3 | 0 DUS 31 01 | 0 | RBS 6601_SHARE | 3 R 2217B2 | 3 | 0 BB 5212 L | 0 | RBS 6601_SHARE | 0 | 0 | 0 | 0 | 0 | 15 |  |  |  | 2024 | GWL |  |  | -Mod. 850 (1-2-3) ; AAS FDD (EH) ; Sectorizar (DFGI) | 3 | 0 | 0 | 2 | 0 | 1 |  | 6 | 15 |  | 0 | 0 | 0 | 0 | 0 | 2 | 0 | 2 | Mod. 850 (1-2-3) ; AAS FDD (EH) ; Sectorizar (DFGI) | ABCDEFGHI | (1-2-3) | 9 | 1 | 1 | Baseband 6631 | Baseband 6651 | [12 empty] | INST : Mod. 850 / Sectorize AWS&1900 / AAS FDD AWS&1900 / |  | MIC BO 3YPlan 2023_2BB_6R_2A | 18 | 1xBaseband 6631, 1xBaseband 6651, 3xRadio 2219 B5, 2xRadio 4499 44B2/25 44B66A, 1xRadio AAS B25/B66, |  | 2xTwin Beam Antenna, | [25 empty] | 100 | 6 |  | 81 | [81 empty] | 1xBaseband 6631, 1xBaseband 6651, 3xRadio 2219 B5, 2xRadio 4499 44B2/25 44B66A, 1xRadio AAS B25/B66, 2xTwin Beam Antenna,
478 | / LTE RO 2020 Capacity H1 - AWS / LTE RO 2020 Capacity H2 - 1900Mhz/High Load Cells_Only F1 | 0 | Proyecto Millicom Bolivia 3YPlan 2023 | COT | Cotoca | In Services | -17.7535 | -62.9825 | Urban | Cotoca | Andres Ibanez | Santa Cruz | 60 | Selfsupported | PBC6200 | - | 3 | 3 | 0 | 0 | 3 | 3 | 3 | 0 | 15 |  | 1 BB 6630 GWL | 3 RRUS 12 B5 | 3 | 1 BB 6630 GWL | 1 | RBS 6630 | 3 RRU 01 B5 | 3 | 0 BB 6630 GWL | 0 | RBS 6601 | N/A | 0 | N/A | 0 | N/A | 3 RRUS 11 B12 | 3 | 0 BB 6630 GWL | 0 | RBS 6630 | 3 Radio 4415 B66A | 3 | 0 BB 6630 GWL | 0 | RBS 6630 | 3 R 4415 B2/B25 | 3 | 0 BB 6630 GWL | 0 | RBS 6630 | 0 | 0 | 0 | 0 | 0 | 15 |  |  |  | 2024 | GWL |  |  | -Mod. 850 (1-2-3) ; AAS FDD (EFHI) ; Sectorizar (DG) | 3 | 0 | 0 | 0 | 0 | 2 |  | 5 | 15 |  | 0 | 0 | 0 | 0 | 0 | 1 | 0 | 1 | Mod. 850 (1-2-3) ; AAS FDD (EFHI) ; Sectorizar (DG) | ABCDEFGHI | (1-2-3) | 10 | 0 | 2 |  | Baseband 6651 | [12 empty] | INST : Mod. 850 / Sectorize AWS&1900 / AAS FDD AWS&1900 / |  | MIC BO 3YPlan 2023_2BB_5R_1A | 16 | 2xBaseband 6651, 3xRadio 2219 B5, 2xRadio AAS B25/B66, |  | 1xTwin Beam Antenna, | [25 empty] | 100 | 5 |  | 81 | [81 empty] | 2xBaseband 6651, 3xRadio 2219 B5, 2xRadio AAS B25/B66, 1xTwin Beam Antenna,
479 | RO 2021 - LTE Capacity H2/RO 2021 - LTE Capacity H1_119 Sitios / | 0 | Proyecto Millicom Bolivia 3YPlan 2023 | ESP | Espana | In Services | -17.7812 | -63.1853 | Urban | Santa Cruz de la Sierra | Andres Ibanez | Santa Cruz | 12 | Selfsupported | PBC6200 | - | 3 | 3 | 0 | 0 | 3 | 3 | 2 | 0 | 14 |  | 1 DUG 20 01-1 DUW 31 01-1 BB 6630 L | 3 RRUS 12 B5 G | 3 | 1 DUG 20 01 | 1 | RBS 6601_SHARE | 3 RRUS 01 B5 W | 3 | 1 DUW 31 01 | 1 | RBS 6601 | N/A | 0 | N/A | 0 | N/A | 3 RRUS 11 B12 | 3 | 0 BB 6630 L | 0 | RBS6630 | 1 RRUS 11 B4 ; 2 RRUS 32 B4 | 3 | 1 BB 6630 L | 1 | RBS 6630 | 2 R 4415 B2/B25 | 2 | 0 BB 6630 L | 0 | RBS6630 | 0 | 0 | 0 | 0 | 0 | 14 |  |  |  | 2024 | GWL |  |  | -Mod. 850 (1-2-3) ; Exp. LTE (H) ; MIMO4 LTE (E) ; AAS FDD (DFGI) ; | 3 | 0 | 0 | 1 | 0 | 2 |  | 6 | 14 |  | 0 | 0 | 1 | 0 | 0 | 0 | 0 | 1 | Mod. 850 (1-2-3) ; Exp. LTE (H) ; MIMO4 LTE (E) ; AAS FDD (DFGI) ; | ABCDEFGI | H(1-2-3) | 5 | 0 | 2 |  | Baseband 6651 | [12 empty] | INST : Mod. 850 / LTE 1900 / AAS FDD AWS&1900 / |  | MIC BO 3YPlan 2023_2BB_6R_1A | 19 | 2xBaseband 6651, 3xRadio 2219 B5, 1xRadio 4499 44B2/25 44B66A, 2xRadio AAS B25/B66, |  | 1xAntenna 4pH, | [25 empty] | 30 | 6 |  | 27 | [81 empty] | 2xBaseband 6651, 3xRadio 2219 B5, 1xRadio 4499 44B2/25 44B66A, 2xRadio AAS B25/B66, 1xAntenna 4pH,
480 | Swap Oruro & Potosí 2021 | 0 | Proyecto Millicom Bolivia 3YPlan 2023 | POT2 | 25 de Mayo | In Services | -19.5896 | -65.7514 | 0 | - | - | Potosi | 30 | Selfsupported | Enclosure 6150 | 0 | 0 | 0 | 3 | 0 | 2 | 2 | 0 | 1 | 8 |  | 1 BB 6630 GW-1 BB 6630 L | 3 R 2219 B5 | 3 | 1 BB 6630 GW | 1 | RBS 6630 | 0 2219 B5 | 0 | 0 BB 6630 GW | 2 | RBS 6630 | N/A | 0 | N/A | 2 | N/A | 2 R 4478 B12A | 2 | 1 BB 6630 L | 1 | RBS 6630 | 2 R 4499 B2B25B66A | 2 | 0 BB 6630 L | 0 | N/A | N/A | 0 | N/A | 0 | N/A | 1 R 4499 B2B25B66A | 1 | 0 BB 6630 L | 0 | RBS 6630 | 8 |  |  |  | 2024 | GWL |  |  | -Mod. 850 (1-2-3) ; AAS FDD (DEFGHI) ; | 0 | 0 | 0 | 0 | 0 | 3 |  | 3 | 8 |  | 0 | 0 | 0 | 0 | 0 | 0 | 0 | 0 | Mod. 850 (1-2-3) ; AAS FDD (DEFGHI) ; | ABCDEFH | GI(1-2-3) | 26 | 0 | 2 |  | Baseband 6651 | [12 empty] | INST : Mod. 850 / AAS FDD AWS&1900 / |  | MIC BO 3YPlan 2023_2BB_3R | 6 | 2xBaseband 6651, 3xRadio AAS B25/B66, | [27 empty] | 70 | 3 |  | 48 | [81 empty] | 2xBaseband 6651, 3xRadio AAS B25/B66,
481 | / LTE RO 2020 Capacity H1 - 1900Mhz/High Load Cells_Only F1 | 0 | Proyecto Millicom Bolivia 3YPlan 2023 | TRA | La Tranca | In Services | -17.8534 | -63.2547 | Urban | La Guardia | Andres Ibanez | Santa Cruz | 60 | Selfsupported | RBS6101 | - | 3 | 3 | 0 | 0 | 3 | 3 | 3 | 0 | 15 |  | 1 DUG 20 01-1 DUW 31 01-1 DUS 31 01 | 3 RRUS 12 B5 G | 3 | 1 DUG 20 01 | 1 | RBS 6601_SHARE | 3 RRUS 01 B5 W | 3 | 1 DUW 31 01 | 1 | RBS 6601 | N/A | 0 | N/A | 0 | N/A | 3 RRUS 11 B12 | 3 | 1 DUS 31 01 | 1 | RBS6601_SHARE | 3 RRUS 11 B4 | 3 | 0 DUS 31 01 | 0 | RBS6601_SHARE | 3 R 2217B2 | 3 | 0 DUS 31 01 | 0 | RBS6601_SHARE | 0 | 0 | 0 | 0 | 0 | 15 |  |  |  | 2024 | GWL |  |  | -Mod. 850 (1-2-3) ; AAS FDD (DG) ; Sectorizar (EFHI) | 3 | 1 | 0 | 1 | 0 | 1 |  | 6 | 15 |  | 0 | 0 | 0 | 0 | 0 | 2 | 0 | 2 | Mod. 850 (1-2-3) ; AAS FDD (DG) ; Sectorizar (EFHI) | ABCDEFGHI | (1-2-3) | 9 | 1 | 1 | Baseband 6631 | Baseband 6651 | [12 empty] | INST : Mod. 850 / Sectorize AWS&1900 / AAS FDD AWS&1900 / |  | MIC BO 3YPlan 2023_2BB_6R_2A | 18 | 1xBaseband 6631, 1xBaseband 6651, 3xRadio 2219 B5, 1xRadio 4415 B2/25, 1xRadio 4499 44B2/25 44B66A, 1xRadio AAS B25/B66, |  | 2xTwin Beam Antenna, | [25 empty] | 100 | 6 |  | 81 | [81 empty] | 1xBaseband 6631, 1xBaseband 6651, 3xRadio 2219 B5, 1xRadio 4415 B2/25, 1xRadio 4499 44B2/25 44B66A, 1xRadio AAS B25/B66, 2xTwin Beam Antenna,
482 | RO 2021 - LTE Capacity H1_119 Sitios / | 0 | Proyecto Millicom Bolivia 3YPlan 2023 | SRA | San Ramon | In Services | -16.6173 | -62.496 | Rural | San Ramon (SC) | Nuflo de Chavez | Santa Cruz | 70 | Selfsupported | PBC6200 | - | 3 | 3 | 0 | 0 | 3 | 3 | 2 | 0 | 14 |  | 1 DUG 20 01-1 DUW 31 01-1 BB 6630 (L) | 3 RRUS 12 B5 G | 3 | 1 DUG 20 01 | 1 | RBS 6601_SHARE | 3 RRUS 01 B5 W | 3 | 1 DUW 31 01 | 1 | RBS 6601 | N/A | 0 | N/A | 0 | N/A | 3 RRUS 11 B12 | 3 | 1 BB 6630 (L) | 1 | RBS 6630 | 1 RRUS 11 B4 ; 1 RRUS 32 B4 ; 1 R 4415 B66A | 3 | 0 BB 6630 (L) | 0 | RBS 6630 | 2 R 4415 B2/B25 | 2 | 0 BB 6630 (L) | 0 | RBS 6630 | 0 | 0 | 0 | 0 | 0 | 14 |  |  |  | 2024 | GWL |  |  | -Mod. 850 (2-3) ; Exp. LTE (G) ; MIMO4 LTE (D) ; AAS FDD (EFHI) ; | 2 | 0 | 0 | 1 | 0 | 2 |  | 5 | 14 |  | 0 | 0 | 1 | 0 | 0 | 0 | 0 | 1 | Mod. 850 (2-3) ; Exp. LTE (G) ; MIMO4 LTE (D) ; AAS FDD (EFHI) ; | ABCDEFHI | G(2-3) | 4 | 0 | 2 |  | Baseband 6651 | [12 empty] | INST : Mod. 850 / LTE 1900 / AAS FDD AWS&1900 / |  | MIC BO 3YPlan 2023_2BB_5R_1A | 16 | 2xBaseband 6651, 2xRadio 2219 B5, 1xRadio 4499 44B2/25 44B66A, 2xRadio AAS B25/B66, |  | 1xAntenna 4pH, | [25 empty] | 100 | 5 |  | 92 | [81 empty] | 2xBaseband 6651, 2xRadio 2219 B5, 1xRadio 4499 44B2/25 44B66A, 2xRadio AAS B25/B66, 1xAntenna 4pH,
483 | RO 2021 - LTE Capacity H2/ / LTE Coverage Co-Located H1 2020/High Load Cells_Only F1 | 0 | Proyecto Millicom Bolivia 3YPlan 2023 | BMM | B. Municipal Montero | In Services | -17.3286 | -63.2307 | Urban | Montero | Obispo Santisteban | Santa Cruz | 25 | Selfsupported | Enclosure 6150 | - | 0 | 3 | 0 | 0 | 3 | 3 | 3 | 0 | 12 |  | 1 BB 6630 W-1 BB 6630 L | N/A | 0 | N/A | 0 | N/A | 3 RRUS 01B5 W | 3 | 1 BB 6630 W | 1 | RBS 6630 | N/A | 0 | N/A | 0 | N/A | 3 R4449B5+B12 | 3 | 0 BB 6630 L | 0 | RBS6630 | 3 RRUS 32 B4 | 3 | 1 BB 6630 L | 1 | RBS6630 | 3 R 4415 B2/B25 | 3 | 0 BB 6630 L | 0 | RBS6630 | 0 | 0 | 0 | 0 | 0 | 12 |  |  |  | 2024 | WL |  |  | -Mod. 850 (1-2-3) ; AAS FDD (DEGH) ; | 3 | 0 | 0 | 0 | 0 | 2 |  | 5 | 12 |  | 0 | 0 | 0 | 0 | 0 | 0 | 0 | 0 | Mod. 850 (1-2-3) ; AAS FDD (DEGH) ; | ABCDEFGHI | (1-2-3) | 3 | 0 | 2 |  | Baseband 6651 | [12 empty] | INST : Mod. 850 / AAS FDD AWS&1900 / |  | MIC BO 3YPlan 2023_2BB_5R | 2 | 2xBaseband 6651, 3xRadio 2219 B5, 2xRadio AAS B25/B66, | [27 empty] | 50 | 5 |  | 42 | [81 empty] | 2xBaseband 6651, 3xRadio 2219 B5, 2xRadio AAS B25/B66,
484 | RO 2021 - LTE Capacity H2/ / LTE RO 2020 Capacity H2 - 1900Mhz | 0 | Proyecto Millicom Bolivia 3YPlan 2023 | TER | El Terrado | In Services | -17.7943 | -63.1041 | Urban | Santa Cruz de la Sierra | Andres Ibanez | Santa Cruz | 40 | Selfsupported | PBC6200 | - | 3 | 3 | 0 | 0 | 3 | 3 | 1 | 0 | 13 |  | 1 BB 6630 G-1 DUW 31 01-1 BB 6630 L | 3 RRUS 12 B5 | 3 | 1 BB 6630 G | 1 | RBS 6601_SHARE | 3 RRU 01 B5 | 3 | 1 DUW 31 01 | 1 | RBS 6601 | N/A | 0 | N/A | 0 | N/A | 3 RRUS 11 B12 | 3 | 0 BB 6630 L | 0 | RBS6630 | 3 RRUS 11 B4 | 3 | 1 BB 6630 L | 1 | RBS6630 | 2 R 4415 B2/B25 | 1 | 0 BB 6630 L | 0 | RBS6630 | 0 | 0 | 0 | 0 | 0 | 13 |  |  |  | 2024 | GWL |  |  | -Mod. 850 (1-2-3) ; Exp. LTE (I) ; MIMO4 LTE (F) ; AAS FDD (DG) ; Sectorizar (EH) | 3 | 0 | 1 | 1 | 0 | 1 |  | 6 | 13 |  | 0 | 0 | 1 | 0 | 0 | 1 | 0 | 2 | Mod. 850 (1-2-3) ; Exp. LTE (I) ; MIMO4 LTE (F) ; AAS FDD (DG) ; Sectorizar (EH) | ABCDEFGH | I(1-2-3) | 3 | 0 | 1 |  | Baseband 6651 | [12 empty] | INST : Mod. 850 / LTE 1900 / Sectorize AWS&1900 / AAS FDD AWS&1900 / |  | MIC BO 3YPlan 2023_1BB_6R_2A | 11 | 1xBaseband 6651, 3xRadio 2219 B5, 1xRadio 4415 B66A, 1xRadio 4499 44B2/25 44B66A, 1xRadio AAS B25/B66, |  | 1xAntenna 4pH, 1xTwin Beam Antenna, | [25 empty] | 70 | 6 |  | 59 | [81 empty] | 1xBaseband 6651, 3xRadio 2219 B5, 1xRadio 4415 B66A, 1xRadio 4499 44B2/25 44B66A, 1xRadio AAS B25/B66, 1xAntenna 4pH, 1xTwin Beam Antenna,
485 | / LTE RO 2020 Capacity H2 - 1900Mhz | 0 | Proyecto Millicom Bolivia 3YPlan 2023 | CLI | Cliza | In Services | -17.584 | -65.9322 | Rural | Cliza | German Jordan | Cochabamba | 60 | Selfsupported | Enclosure 6150 | - | 0 | 0 | 3 | 3 | 3 | 3 | 0 | 0 | 12 |  | 1 BB 5216 GW-1 BB 5212 L | 3 R 2219 B5 GW | 3 | 1 BB 5216 GW | 1 | RBS 6601_SHARE | 0 R 2219 B5 GW | 0 | 0 BB 5216 GW | 0 | RBS 6601_SHARE | 3 R 2217 B2 W | 3 | 0 BB 5216 GW | 0 | RBS 6601_SHARE | 3 RRUS 11 B12 | 3 | 1 BB 5212 L | 1 | RBS 6601_SHARE | 3 RRUS 32 B4 | 3 | 0 BB 5212 L | 0 | RBS 6601_SHARE | N/A | 0 | N/A | 0 | N/A | 0 | 0 | 0 | 0 | 0 | 12 |  |  |  | 2024 | GWL |  |  | -Mod. 850 (1-2) ; MIMO4 LTE (FI) ; Sectorizar (DEGH) | 0 | 2 | 0 | 1 | 0 | 0 |  | 3 | 12 |  | 0 | 0 | 1 | 0 | 0 | 2 | 0 | 3 | Mod. 850 (1-2) ; MIMO4 LTE (FI) ; Sectorizar (DEGH) | ABCDEFGHI | (1-2) | 1 | 1 | 0 | Baseband 6631 | [13 empty] | INST : Mod. 850 / Sectorize AWS&1900 / |  | MIC BO 3YPlan 2023_1BB_3R_3A | 31 | 1xBaseband 6631, 2xRadio 4415 B2/25, 1xRadio 4499 44B2/25 44B66A, |  | 1xAntenna 4pH, 2xTwin Beam Antenna, | [25 empty] | 100 | 3 |  | 81 | [81 empty] | 1xBaseband 6631, 2xRadio 4415 B2/25, 1xRadio 4499 44B2/25 44B66A, 1xAntenna 4pH, 2xTwin Beam Antenna,
486 | / High Load Cells_Only F1 | 0 | Proyecto Millicom Bolivia 3YPlan 2023 | SJO | San Jose Chiquitos | In Services | -17.8451 | -60.7356 | Rural | San Jose de Chiquitos | Chiquitos | Santa Cruz | 40 | Selfsupported | PBC6200 | - | 3 | 3 | 0 | 0 | 3 | 3 | 0 | 0 | 12 |  | 1 DUG 20 01-1 DUW 41 01-1 DUS 31 02 | 3 RRU 12 B5 | 3 | 1 DUG 20 01 | 1 | RBS 6601_SHARE | 3 RRU 01 B5 | 3 | 1 DUW 41 01 | 1 | RBS6601 | N/A | 0 | N/A | 0 | N/A | 3 RRUS 11 B12 | 3 | 1 DUS 31 02 | 1 | RBS6601_SHARE | 3 RRU 11 B4 | 3 | 0 DUS 31 02 | 0 | RBS6601_SHARE | N/A | 0 | N/A | 0 | N/A | 0 | 0 | 0 | 0 | 0 | 12 |  |  |  | 2024 | GWL |  |  | -Mod. 850 (3) ; Exp. LTE (HI) ; MIMO4 LTE (EF) ; | 1 | 0 | 0 | 2 | 0 | 0 |  | 3 | 12 |  | 0 | 0 | 2 | 0 | 0 | 0 | 0 | 2 | Mod. 850 (3) ; Exp. LTE (HI) ; MIMO4 LTE (EF) ; | ABCDEF | HI(3) | 1 | 1 | 0 | Baseband 6631 | [13 empty] | INST : Mod. 850 / LTE 1900 / |  | MIC BO 3YPlan 2023_1BB_3R_2A | 6 | 1xBaseband 6631, 1xRadio 2219 B5, 2xRadio 4499 44B2/25 44B66A, |  | 2xAntenna 4pH, | [25 empty] | 70 | 3 |  | 59 | [81 empty] | 1xBaseband 6631, 1xRadio 2219 B5, 2xRadio 4499 44B2/25 44B66A, 2xAntenna 4pH,
487 | / LTE RO 2020 Capacity H1 - 1900Mhz | 0 | Proyecto Millicom Bolivia 3YPlan 2023 | GUE | Guevara | In Services | -17.8054 | -63.1343 | Urban | Santa Cruz de la Sierra | Andres Ibanez | Santa Cruz | 40 | Selfsupported | RBS6101 | - | 3 | 3 | 0 | 0 | 3 | 3 | 3 | 0 | 15 |  | 1 DUG 20 01-1 DUW 31 01-1 DUS 31 01 | 3 RRUS 12 B5 | 3 | 1 DUG 20 01 | 1 | RBS 6601_SHARE | 3 RRU 01 B5 | 3 | 1 DUW 31 01 | 1 | RBS 6601 | N/A | 0 | N/A | 0 | N/A | 3 RRUS 11 B12 | 3 | 1 DUS 31 01 | 1 | RBS6601_SHARE | 1 RRUS 11 B4 2 RRUS 32 B4 | 3 | 0 DUS 31 01 | 0 | RBS6601_SHARE | 3 R 2217B2 | 3 | 0 DUS 31 01 | 0 | RBS6601_SHARE | 0 | 0 | 0 | 0 | 0 | 15 |  |  |  | 2024 | GWL |  |  | -Mod. 850 (1-2-3) ; Sectorizar (DEFGHI) | 3 | 2 | 0 | 1 | 0 | 0 |  | 6 | 15 |  | 0 | 0 | 0 | 0 | 0 | 3 | 0 | 3 | Mod. 850 (1-2-3) ; Sectorizar (DEFGHI) | ABCDEFGHI | (1-2-3) | 12 | 1 | 0 | Baseband 6631 | [13 empty] | INST : Mod. 850 / Sectorize AWS&1900 / |  | MIC BO 3YPlan 2023_1BB_6R_3A | 20 | 1xBaseband 6631, 3xRadio 2219 B5, 2xRadio 4415 B2/25, 1xRadio 4499 44B2/25 44B66A, |  | 3xTwin Beam Antenna, | [25 empty] | 70 | 6 |  | 59 | [81 empty] | 1xBaseband 6631, 3xRadio 2219 B5, 2xRadio 4415 B2/25, 1xRadio 4499 44B2/25 44B66A, 3xTwin Beam Antenna,
488 | / LTE RO 2020 Capacity H2 - 1900Mhz/High Load Cells_Only F1 | 0 | Proyecto Millicom Bolivia 3YPlan 2023 | AR2 | Arroyito II | In Services | -17.827 | -63.0858 | Urban | Santa Cruz de la Sierra | Andres Ibanez | Santa Cruz | 60 | Selfsupported | RBS6101 | - | 0 | 0 | 3 | 0 | 0 | 3 | 3 | 0 | 9 |  | 1 DUG 20 01-1 DUW 31 01-1 DUS 31 02 | 3 RRUS 01 B5 GW | 3 | 1 DUG 20 01 | 1 | RBS 6601 | 0 RRUS 01B5 GW | 0 | 1 DUW 31 01 | 1 | RBS 6101 | N/A | 0 | N/A | 0 | N/A | N/A | 0 | N/A | 0 | N/A | 3 RRUS 32 B4 | 3 | 1 DUS 31 02 | 1 | RBS 6101 | 3 R 4415 B2/B25 | 3 | 0 DUS 31 02 | 0 | RBS 6101 | 0 | 0 | 0 | 0 | 0 | 9 |  |  |  | 2024 | GWL |  |  | -Mod. 850 (1-2-3) ; Exp. LTE (BC) ; AAS FDD (DG) ; Sectorizar (FI) | 3 | 0 | 0 | 0 | 1 | 1 |  | 5 | 9 |  | 2 | 0 | 0 | 0 | 0 | 1 | 0 | 3 | Mod. 850 (1-2-3) ; Exp. LTE (BC) ; AAS FDD (DG) ; Sectorizar (FI) | DEFGHI | BC(1-2-3) | 1 | 1 | 1 | Baseband 6631 | Baseband 6651 | [12 empty] | INST : Mod. 850 / LTE 700 / Sectorize AWS&1900 / AAS FDD AWS&1900 / |  | MIC BO 3YPlan 2023_2BB_5R_3A | 3 | 1xBaseband 6631, 1xBaseband 6651, 3xRadio 2219 B5, 1xRadio 4478 B12A, 1xRadio AAS B25/B66, |  | 2xAntenna 2pL, 1xTwin Beam Antenna, | [25 empty] | 100 | 5 |  | 81 | [81 empty] | 1xBaseband 6631, 1xBaseband 6651, 3xRadio 2219 B5, 1xRadio 4478 B12A, 1xRadio AAS B25/B66, 2xAntenna 2pL, 1xTwin Beam Antenna,
489 | / LTE RO 2020 Capacity H1 - 1900Mhz | 0 | Proyecto Millicom Bolivia 3YPlan 2023 | PL4 | Plan 4000 | In Services | -17.8836 | -63.179 | Urban | Santa Cruz de la Sierra | Andres Ibanez | Santa Cruz | 40 | Selfsupported | PBC6200 | - | 3 | 3 | 0 | 0 | 3 | 3 | 3 | 0 | 15 |  | 1 DUG 20 01-1 DUW 31 01-1 DUS 31 01 | 3 RRUS 12 B5 | 3 | 1 DUG 20 01 | 1 | RBS6601_SHARE | 3 RRUS 01 B5 | 3 | 1 DUW 31 01 | 1 | RBS6601 | N/A | 0 | N/A | 0 | N/A | 3 RRUS 11 B12 | 3 | 1 DUS 31 01 | 1 | RBS6601_SHARE | 3 RRUS 32 B4 | 3 | 0 DUS 31 01 | 0 | RBS6601_SHARE | 3 R 2217B2 | 3 | 0 DUS 31 01 | 0 | RBS6601_SHARE | 0 | 0 | 0 | 0 | 0 | 15 |  |  |  | 2024 | GWL |  |  | -Mod. 850 (1-2-3) ; Sectorizar (DEFGHI) | 3 | 1 | 0 | 2 | 0 | 0 |  | 6 | 15 |  | 0 | 0 | 0 | 0 | 0 | 3 | 0 | 3 | Mod. 850 (1-2-3) ; Sectorizar (DEFGHI) | ABCDEFGHI | (1-2-3) | 12 | 1 | 0 | Baseband 6631 | [13 empty] | INST : Mod. 850 / Sectorize AWS&1900 / |  | MIC BO 3YPlan 2023_1BB_6R_3A | 20 | 1xBaseband 6631, 3xRadio 2219 B5, 1xRadio 4415 B2/25, 2xRadio 4499 44B2/25 44B66A, |  | 3xTwin Beam Antenna, | [25 empty] | 70 | 6 |  | 59 | [81 empty] | 1xBaseband 6631, 3xRadio 2219 B5, 1xRadio 4415 B2/25, 2xRadio 4499 44B2/25 44B66A, 3xTwin Beam Antenna,
490 | 0 | 0 | Proyecto Millicom Bolivia 3YPlan 2023 | PLO2 | Pailon 2 | In Services | -17.6638 | -62.7214 | Rural | Pailon | Chiquitos | Santa Cruz | 40 | Selfsupported | Enclosure 6150 | - | 0 | 3 | 0 | 0 | 3 | 3 | 0 | 0 | 9 |  | 1 BB 6630 WL | N/A | 0 | N/A | 0 | N/A | 3 R 2219 B5 | 3 | 1 BB 6630 WL | 1 | RBS 6630 | N/A | 0 | N/A | 0 | N/A | 3 R 4449 B12 | 3 | 0 BB 6630 WL | 0 | RBS 6630 | 3 R 4415 B66A | 3 | 0 BB 6630 WL | 0 | RBS 6630 | N/A | 0 | N/A | 0 | N/A | N/A | 0 | N/A | 0 | N/A | 9 |  |  |  | 2024 | WL |  |  | -Mod. 850 (1-2) ; Sectorizar (DEGH) | 0 | 2 | 0 | 0 | 0 | 0 |  | 2 | 9 |  | 0 | 0 | 0 | 0 | 0 | 2 | 0 | 2 | Mod. 850 (1-2) ; Sectorizar (DEGH) | ABCDEF | GH(1-2) | 2 | 0 | 0 | [14 empty] | INST : Mod. 850 / Sectorize AWS&1900 / |  | MIC BO 3YPlan 2023_2R_2A | 20 | 2xRadio 4415 B2/25, |  | 2xTwin Beam Antenna, | [25 empty] | 70 | 2 |  | 59 | [81 empty] | 2xRadio 4415 B2/25, 2xTwin Beam Antenna,
491 | / LTE RO 2020 Capacity H1 - AWS/High Load Cells_Only F1 | 0 | Proyecto Millicom Bolivia 3YPlan 2023 | GMB | Guembe | In Services | -17.7675 | -63.2408 | Urban | Porongo (Ayacucho) | Andres Ibanez | Santa Cruz | 60 | Selfsupported | RBS6101 | Enclosure 6150 | 3 | 3 | 0 | 0 | 3 | 3 | 0 | 0 | 12 |  | 1 BB 6630 GWL | 3 RRU 01 B5 | 3 | 1 BB 6630 GWL | 1 | RBS 6630 | 3 RRU 01 B5 | 3 | 0 BB 6630 GWL | 0 | RBS 6630 | N/A | 0 | N/A | 0 | N/A | 3 RRUS 11 B12 | 3 | 0 BB 6630 GWL | 0 | RBS 6630 | 3 R4415 B66A | 3 | 0 BB 6630 GWL | 0 | RBS 6630 | N/A | 0 | N/A | 0 | N/A | 0 | 0 | 0 | 0 | 0 | 12 |  |  |  | 2024 | GWL |  |  | -Mod. 850 (1-2-3) ; Sectorizar (DEFGHI) | 3 | 3 | 0 | 0 | 0 | 0 |  | 6 | 12 |  | 0 | 0 | 0 | 0 | 0 | 3 | 0 | 3 | Mod. 850 (1-2-3) ; Sectorizar (DEFGHI) | ABCDEF | GHI(1-2-3) | 12 | 0 | 0 | [14 empty] | INST : Mod. 850 / Sectorize AWS&1900 / |  | MIC BO 3YPlan 2023_6R_3A | 2 | 3xRadio 2219 B5, 3xRadio 4415 B2/25, |  | 3xTwin Beam Antenna, | [25 empty] | 100 | 6 |  | 81 | [81 empty] | 3xRadio 2219 B5, 3xRadio 4415 B2/25, 3xTwin Beam Antenna,
492 | Swap Oruro & Potosí 2021 | 0 | Proyecto Millicom Bolivia 3YPlan 2023 | POT1 | Olivos | In Services | -19.5678 | -65.7536 | 0 | - | - | Potosi | 55 | Selfsupported | Enclosure 6150 | 0 | 0 | 0 | 3 | 0 | 2 | 0 | 0 | 3 | 8 |  | 1 BB 6630 GW-1 BB 6630 L | 3 R 2219 B5 | 3 | 1 BB 6630 GW | 1 | RBS 6630 | 0 2219 B5 | 0 | 0 BB 6630 GW | 2 | RBS 6630 | N/A | 0 | N/A | 2 | N/A | 2 R 4478 B12A | 2 | 1 BB 6630 L | 1 | RBS 6630 | N/A | 0 | N/A | 0 | N/A | N/A | 0 | N/A | 0 | N/A | 3 R 4499 B2B25B66A | 3 | 0 BB 6630 L | 0 | RBS 6630 | 8 |  |  |  | 2024 | GWL |  |  | -Mod. 850 (1-2-3) ; AAS FDD (DEFGHI) ; | 0 | 0 | 0 | 0 | 0 | 3 |  | 3 | 8 |  | 0 | 0 | 0 | 0 | 0 | 0 | 0 | 0 | Mod. 850 (1-2-3) ; AAS FDD (DEFGHI) ; | ABCDEFGHI | (1-2-3) | 26 | 0 | 2 |  | Baseband 6651 | [12 empty] | INST : Mod. 850 / AAS FDD AWS&1900 / |  | MIC BO 3YPlan 2023_2BB_3R | 6 | 2xBaseband 6651, 3xRadio AAS B25/B66, | [27 empty] | 100 | 3 |  | 76 | [81 empty] | 2xBaseband 6651, 3xRadio AAS B25/B66,
493 | / LTE RO 2020 Capacity H1 - 1900Mhz | 0 | Proyecto Millicom Bolivia 3YPlan 2023 | CES | Cespedes | In Services | -17.3923 | -66.1593 | Urban | Cochabamba | Cercado (CBBA) | Cochabamba | 6 | Monopolo | PBC6200 | - | 0 | 0 | 3 | 0 | 3 | 3 | 3 | 0 | 12 |  | 1 BB 5216 GW-1 BB 5212 L | 3 R 2219 B5 GW | 3 | 1 BB 5216 GW | 1 | RBS6601 Share | 0 R 2219 B5 GW | 0 | 0 BB 5216 GW | 0 | RBS6601_SHARE | N/A | 0 | N/A | 0 | N/A | 3 RRUS 11 B12 | 3 | 1 BB 5212 L | 1 | RBS6601_SHARE | 3 RRUS 32 B4 | 3 | 0 BB 5212 L | 0 | RBS6601_SHARE | 3 R 2217B2 | 3 | 0 BB 5212 L | 0 | RBS6601 | 0 | 0 | 0 | 0 | 0 | 12 |  |  |  | 2024 | GWL |  |  | -Mod. 850 (1-2-3) ; AAS FDD (EH) ; Sectorizar (DFGI) | 0 | 2 | 0 | 0 | 0 | 1 |  | 3 | 12 |  | 0 | 0 | 0 | 0 | 0 | 2 | 0 | 2 | Mod. 850 (1-2-3) ; AAS FDD (EH) ; Sectorizar (DFGI) | ABCDEFGHI | (1-2-3) | 9 | 1 | 1 | Baseband 6631 | Baseband 6651 | [12 empty] | INST : Mod. 850 / Sectorize AWS&1900 / AAS FDD AWS&1900 / |  | MIC BO 3YPlan 2023_2BB_3R_2A | 7 | 1xBaseband 6631, 1xBaseband 6651, 2xRadio 4415 B2/25, 1xRadio AAS B25/B66, |  | 2xTwin Beam Antenna, | [25 empty] | 30 | 3 |  | 21 | [81 empty] | 1xBaseband 6631, 1xBaseband 6651, 2xRadio 4415 B2/25, 1xRadio AAS B25/B66, 2xTwin Beam Antenna,
494 | RO 2021 - LTE Capacity H1_119 Sitios / | 0 | Proyecto Millicom Bolivia 3YPlan 2023 | CDC | Canada El Carmen | In Services | -17.8163 | -63.1501 | Urban | Santa Cruz de la Sierra | Andres Ibanez | Santa Cruz | 25 | Selfsupported | PBC6200 | - | 3 | 3 | 0 | 0 | 0 | 3 | 2 | 0 | 11 |  | 1 DUG 20 01-1 DUW 31 01-1 DUS 31 02 | 3 RRU 12 B5 | 3 | 1 DUG 20 01 | 1 | RBS 6601_SHARE | 3 RRU 01 B5 | 3 | 1 DUW 31 01 | 1 | RBS 6601_SHARE | N/A | 0 | N/A | 0 | N/A | N/A | 0 | N/A | 0 | N/A | 3 RRUS 32 B4 | 3 | 1 DUS 31 02 | 1 | RBS6601_SHARE | 2 R 4415 B2/B25 | 2 | 0 DUS 3102 | 0 | RBS 6601 | 0 | 0 | 0 | 0 | 0 | 11 |  |  |  | 2024 | GWL |  |  | -Mod. 850 (1-2) ; Exp. LTE (AI) ; AAS FDD (EH) ; | 2 | 1 | 0 | 0 | 1 | 1 |  | 5 | 11 |  | 1 | 0 | 1 | 0 | 0 | 0 | 0 | 2 | Mod. 850 (1-2) ; Exp. LTE (AI) ; AAS FDD (EH) ; | DEFGH | AI(1-2) | 1 | 1 | 1 | Baseband 6631 | Baseband 6651 | [12 empty] | INST : Mod. 850 / LTE 700 / LTE 1900 / AAS FDD AWS&1900 / |  | MIC BO 3YPlan 2023_2BB_5R_2A | 8 | 1xBaseband 6631, 1xBaseband 6651, 2xRadio 2219 B5, 1xRadio 4415 B2/25, 1xRadio 4478 B12A, 1xRadio AAS B25/B66, |  | 1xAntenna 2pL, 1xAntenna 4pH, | [25 empty] | 50 | 5 |  | 42 | [81 empty] | 1xBaseband 6631, 1xBaseband 6651, 2xRadio 2219 B5, 1xRadio 4415 B2/25, 1xRadio 4478 B12A, 1xRadio AAS B25/B66, 1xAntenna 2pL, 1xAntenna 4pH,
495 | / LTE Coverage Co-Located H1 2020 | 0 | Proyecto Millicom Bolivia 3YPlan 2023 | RIB2 | Riberalta II | In Services | -10.9989 | -66.0741 | Rural | Riberalta | Vaca Diez | Beni | 6 | Monopolo | PBC6200 | - | 0 | 0 | 3 | 0 | 3 | 3 | 3 | 0 | 12 |  | 1 BB 6630 GWL | 3 RRUS 12 B5 GW | 3 | 1 BB 6630 GWL | 1 | RBS 6630 | 0 RRUS 12 B5 GW | 0 | 0 BB 6630 GWL | 0 | RBS 6630 | N/A | 0 | N/A | 0 | N/A | 3 R 4449 B25 | 3 | 0 BB 6630 GWL | 0 | RBS 630 | 3 RRU 11 B4 | 3 | 0 BB 6630 GWL | 0 | RBS 6630 | 3 R 4415 B2/B25 | 3 | 0 BB 6630 GWL | 0 | RBS 6630 | 0 | 0 | 0 | 0 | 0 | 12 |  |  |  | 2024 | GWL |  |  | -Mod. 850 (1-2) ; MIMO4 LTE (DE) ; | 2 | 0 | 2 | 0 | 0 | 0 |  | 4 | 12 |  | 0 | 0 | 2 | 0 | 0 | 0 | 0 | 2 | Mod. 850 (1-2) ; MIMO4 LTE (DE) ; | ABCDEFGHI | (1-2) | 1 | 0 | 0 | [14 empty] | INST : Mod. 850 / |  | MIC BO 3YPlan 2023_4R_2A | 6 | 2xRadio 2219 B5, 2xRadio 4415 B66A, |  | 2xAntenna 4pH, | [25 empty] | 30 | 4 |  | 21 | [81 empty] | 2xRadio 2219 B5, 2xRadio 4415 B66A, 2xAntenna 4pH,
496 | RO 2021 - LTE Capacity H2/ / LTE RO 2020 Capacity H2 - 1900Mhz/High Load Cells_Only F1 | 0 | Proyecto Millicom Bolivia 3YPlan 2023 | CPA | Canada Pailita | In Services | -17.82 | -63.1436 | Urban | Santa Cruz de la Sierra | Andres Ibanez | Santa Cruz | 25 | Selfsupported | RBS6101 | - | 3 | 3 | 0 | 0 | 1 | 2 | 2 | 0 | 11 |  | 1 DUG 20 01-1 BB 6630 W-1 BB 6630 L | 3 RRUS 01 B5 G | 3 | 1 DUG 20 01 | 1 | RBS6101 | 3 RRU 01 B5 W | 3 | 1 BB 6630 W | 1 | RBS6630 | N/A | 0 | N/A | 0 | N/A | 1 R 4478 B12A | 1 | 0 BB 6630 L | 0 | RBS 6630 | 2 Radio 4415 B66A | 2 | 1 BB 6630 L | 1 | RBS 6630 | 2 R 4415 B2/B25 | 2 | 0 BB 6630 L | 0 | RBS 6630 | 0 | 0 | 0 | 0 | 0 | 11 |  |  |  | 2024 | GWL |  |  | -Mod. 850 (1-3) ; AAS FDD (FI) ; | 2 | 0 | 0 | 0 | 0 | 1 |  | 3 | 11 |  | 0 | 0 | 0 | 0 | 0 | 0 | 0 | 0 | Mod. 850 (1-3) ; AAS FDD (FI) ; | CDFGI | (1-3) | 1 | 0 | 1 |  | Baseband 6651 | [12 empty] | INST : Mod. 850 / AAS FDD AWS&1900 / |  | MIC BO 3YPlan 2023_1BB_3R | 1 | 1xBaseband 6651, 2xRadio 2219 B5, 1xRadio AAS B25/B66, | [27 empty] | 50 | 3 |  | 42 | [81 empty] | 1xBaseband 6651, 2xRadio 2219 B5, 1xRadio AAS B25/B66,
497 | RO 2021 - LTE Capacity H2/0 | 0 | Proyecto Millicom Bolivia 3YPlan 2023 | MLV | Mercado La Villa | In Services | -17.7984 | -63.1345 | Urban | Santa Cruz de la Sierra | Andres Ibanez | Santa Cruz | 8 | Monopolo | RBS6101 | - | 3 | 3 | 0 | 0 | 0 | 3 | 2 | 0 | 11 |  | 1 DUG 20 01-1 DUW 31 01-1 BB 6630 L | 3 RRUS 01 B5 | 3 | 1 DUG 20 01 | 1 | RBS6601_SHARE | 3 RRUS 01 B5 | 3 | 1 DUW 31 01 | 1 | RBS6601 | N/A | 0 | N/A | 0 | N/A | N/A | 0 | N/A | 0 | N/A | 3 RRUS 32 B4 | 3 | 1 BB 6630 L | 1 | RBS 6630 | 2 R 4415 B2/B25 | 2 | 0 BB 6630 L | 0 | RBS 6630 | 0 | 0 | 0 | 0 | 0 | 11 |  |  |  | 2024 | GWL |  |  | -Mod. 850 (1-2-3) ; Exp. LTE (BI) ; AAS FDD (DG) ; Sectorizar (EH) | 3 | 1 | 0 | 0 | 1 | 1 |  | 6 | 11 |  | 0 | 0 | 1 | 1 | 0 | 1 | 0 | 3 | Mod. 850 (1-2-3) ; Exp. LTE (BI) ; AAS FDD (DG) ; Sectorizar (EH) | DEFGH | BI(1-2-3) | 1 | 0 | 1 |  | Baseband 6651 | [12 empty] | INST : Mod. 850 / LTE 700 / LTE 1900 / Sectorize AWS&1900 / AAS FDD AWS&1900 / |  | MIC BO 3YPlan 2023_1BB_6R_3A | 20 | 1xBaseband 6651, 3xRadio 2219 B5, 1xRadio 4415 B2/25, 1xRadio 4478 B12A, 1xRadio AAS B25/B66, |  | 1xAntenna 4pH, 1xAntenna 4pL, 1xTwin Beam Antenna, | [25 empty] | 30 | 6 |  | 23 | [81 empty] | 1xBaseband 6651, 3xRadio 2219 B5, 1xRadio 4415 B2/25, 1xRadio 4478 B12A, 1xRadio AAS B25/B66, 1xAntenna 4pH, 1xAntenna 4pL, 1xTwin Beam Antenna,
498 | / LTE RO 2020 Capacity H2 - 1900Mhz | 0 | Proyecto Millicom Bolivia 3YPlan 2023 | TRO | Trojes | In Services | -17.3448 | -66.1992 | Urban | Tiquipaya | Quillacollo | Cochabamba | 40 | Selfsupported | PBC6200 | - | 0 | 0 | 3 | 0 | 3 | 3 | 0 | 0 | 9 |  | 1 BB 5216 GW-1 BB 5212 L | 3 R 2219 B5 GW | 3 | 1 BB 5216 GW | 1 | RBS 6601 | 0 R 2219 B5 GW | 0 | 0 BB 5216 GW | 0 | RBS 6601 | N/A | 0 | NA | 0 | N/A | 3 RRUS 11 B12 | 3 | 1 BB 5212 L | 1 | RBS 6601 | 3 RRUS 32 B4 | 3 | 0 BB 5212 L | 0 | RBS 6601 | N/A | 0 | N/A | 0 | N/A | 0 | 0 | 0 | 0 | 0 | 9 |  |  |  | 2024 | GWL |  |  | -Mod. 850 (1-3) ; Sectorizar (DFGI) | 0 | 2 | 0 | 0 | 0 | 0 |  | 2 | 9 |  | 0 | 0 | 0 | 0 | 0 | 2 | 0 | 2 | Mod. 850 (1-3) ; Sectorizar (DFGI) | ABCDEFGHI | (1-3) | 2 | 1 | 0 | Baseband 6631 | [13 empty] | INST : Mod. 850 / Sectorize AWS&1900 / |  | MIC BO 3YPlan 2023_1BB_2R_2A | 28 | 1xBaseband 6631, 2xRadio 4415 B2/25, |  | 2xTwin Beam Antenna, | [25 empty] | 70 | 2 |  | 59 | [81 empty] | 1xBaseband 6631, 2xRadio 4415 B2/25, 2xTwin Beam Antenna,
499 | RO 2021 - LTE Capacity H1_119 Sitios / High Load Cells_Only F1 | 0 | Proyecto Millicom Bolivia 3YPlan 2023 | CAO | Canon Oculto | In Services | -21.9726 | -63.6274 | Rural | Yacuiba | Gran Chaco | Tarija | 60 | Selfsupported | RBS6101 | - | 0 | 0 | 3 | 0 | 3 | 1 | 2 | 0 | 9 |  | 1 DUG 20 01-1 DUW 31 01-1 DUS 31 01 | 3 RRUS 01 B5 GW | 3 | 1 DUG 20 01 | 1 | RBS6601 Share | 0 RRUS 01 B5 GW | 0 | 1 DUW 31 01 | 1 | RBS 6601 | N/A | 0 | N/A | 0 | N/A | 3 RRUS 11 B12 | 3 | 1 DUS 31 01 | 1 | RBS6601_SHARE | 1 R4415B66A | 1 | 0 DUS 31 01 | 0 | RBS6601_SHARE | 2 R 4415 B2/B25 | 2 | 0 DUS 3101 | 0 | RBS 6101 | 0 | 0 | 0 | 0 | 0 | 9 |  |  |  | 2024 | GWL |  |  | -Mod. 850 (2) ; AAS FDD (EH) ; | 1 | 0 | 0 | 0 | 0 | 1 |  | 2 | 9 |  | 0 | 0 | 0 | 0 | 0 | 0 | 0 | 0 | Mod. 850 (2) ; AAS FDD (EH) ; | ABCEHI | (2) | 1 | 1 | 1 | Baseband 6631 | Baseband 6651 | [12 empty] | INST : Mod. 850 / AAS FDD AWS&1900 / |  | MIC BO 3YPlan 2023_2BB_2R | 4 | 1xBaseband 6631, 1xBaseband 6651, 1xRadio 2219 B5, 1xRadio AAS B25/B66, | [27 empty] | 100 | 2 |  | 81 | [81 empty] | 1xBaseband 6631, 1xBaseband 6651, 1xRadio 2219 B5, 1xRadio AAS B25/B66,
500 | Swap Oruro & Potosí 2021 | 0 | Proyecto Millicom Bolivia 3YPlan 2023 | JBE | Estadio Jesus Bermudez | In Services | -17.9477 | -67.1101 | 0 | - | - | Oruro | 6 | Monopolo | Enclosure 6150 | 0 | 0 | 0 | 3 | 0 | 2 | 0 | 0 | 3 | 8 |  | 1 BB 6630 GWL | 3 R 2219 B5 | 3 | 1 BB 6630 GWL | 1 | RBS 6630 | 0 2219 B5 | 0 | 0 BB 6630 GWL | 1 | RBS 6630 | N/A | 0 | N/A | 1 | N/A | 2 R 4449 B5 B12A | 2 | 0 BB 6630 GWL | 0 | RBS 6630 | N/A | 0 | N/A | 0 | N/A | N/A | 0 | N/A | 0 | N/A | 3 R 4499 B2B25B66A | 3 | 0 BB 6630 GWL | 0 | RBS 6630 | 8 |  |  |  | 2024 | GWL |  |  | -Mod. 850 (1-2-3) ; AAS FDD (EH) ; Sectorizar (DFGI) | 0 | 0 | 0 | 0 | 0 | 1 |  | 1 | 8 |  | 0 | 0 | 0 | 0 | 0 | 2 | 0 | 2 | Mod. 850 (1-2-3) ; AAS FDD (EH) ; Sectorizar (DFGI) | ABCDEFGHI | (1-2-3) | 9 | 0 | 1 |  | Baseband 6651 | [12 empty] | INST : Mod. 850 / Sectorize AWS&1900 / AAS FDD AWS&1900 / |  | MIC BO 3YPlan 2023_1BB_1R_2A | 6 | 1xBaseband 6651, 1xRadio AAS B25/B66, |  | 2xTwin Beam Antenna, | [25 empty] | 30 | 1 |  | 21 | [81 empty] | 1xBaseband 6651, 1xRadio AAS B25/B66, 2xTwin Beam Antenna,
501 | RO 2021 - LTE Capacity H1_119 Sitios / | 0 | Proyecto Millicom Bolivia 3YPlan 2023 | AYA | Ayacucho | In Services | -17.7843 | -63.1848 | Urban | Santa Cruz de la Sierra | Andres Ibanez | Santa Cruz | 6 | Monopolo | PBC6200 | - | 3 | 3 | 0 | 0 | 0 | 3 | 1 | 0 | 10 |  | 1 DUG 20 01-1 DUW 31 01-1 BB 6630 L | 3 RRUS 12 B5 | 3 | 1 DUG 20 01 | 1 | RBS6601 Share | 3 RRUS 01 B5 | 3 | 1 DUW 31 01 | 1 | RBS6601 Share | N/A | 0 | N/A | 0 | N/A | N/A | 0 | N/A | 0 | N/A | 3 RRUS 11 B4 | 3 | 1 BB 6630 L | 1 | RBS6630 | 1 R 4415 B2/B25 | 1 | 0 BB 6630 L | 0 | RBS6630 | 0 | 0 | 0 | 0 | 0 | 10 |  |  |  | 2024 | GWL |  |  | -Mod. 850 (2-3) ; Exp. LTE (CG) ; MIMO4 LTE (DF) ; AAS FDD (EH) ; | 2 | 0 | 1 | 1 | 1 | 1 |  | 6 | 10 |  | 0 | 0 | 1 | 0 | 1 | 0 | 0 | 2 | Mod. 850 (2-3) ; Exp. LTE (CG) ; MIMO4 LTE (DF) ; AAS FDD (EH) ; | DEFHI | CG(2-3) | 2 | 0 | 1 |  | Baseband 6651 | [12 empty] | INST : Mod. 850 / LTE 700 / LTE 1900 / AAS FDD AWS&1900 / |  | MIC BO 3YPlan 2023_1BB_6R_2A | 11 | 1xBaseband 6651, 2xRadio 2219 B5, 1xRadio 4415 B66A, 1xRadio 4499 44B2/25 44B66A, 1xRadio 4478 B12A, 1xRadio AAS B25/B66, |  | 1xAntenna 4pH, 1xAntenna 4pL4pH , | [25 empty] | 30 | 6 |  | 21 | [81 empty] | 1xBaseband 6651, 2xRadio 2219 B5, 1xRadio 4415 B66A, 1xRadio 4499 44B2/25 44B66A, 1xRadio 4478 B12A, 1xRadio AAS B25/B66, 1xAntenna 4pH, 1xAntenna 4pL4pH ,
502 | / LTE RO 2020 Capacity H2 - 1900Mhz | 0 | Proyecto Millicom Bolivia 3YPlan 2023 | RI3 | Riberalta III | In Services | -11.0108 | -66.0458 | Rural | Riberalta | Vaca Diez | Beni | 40 | Selfsupported | RBS6101 | - | 0 | 0 | 3 | 0 | 3 | 3 | 2 | 0 | 11 |  | 1 BB 6630 GL-1 DUW 31 01 | 3 RRUS 01 B5 GW | 3 | 1 BB 6630 GL | 1 | RBS 6630 | 0 RRUS 01 B5 GW | 0 | 1 DUW 31 01 | 1 | RBS 6601 | N/A | 0 | N/A | 0 | N/A | 3 RRUS 11 B12 | 3 | 0 BB 6630 GL | 0 | RBS 6630 | 3 RRU 11 B4 | 3 | 0 BB 6630 GL | 0 | RBS 6630 | 2 R 4415 B2/B25 | 2 | 0 BB 6630 GL | 0 | RBS 6630 | 0 | 0 | 0 | 0 | 0 | 11 |  |  |  | 2024 | GWL |  |  | -Mod. 850 (2-3) ; Sectorizar (EFHI) | 2 | 0 | 2 | 0 | 0 | 0 |  | 4 | 11 |  | 0 | 0 | 0 | 0 | 0 | 2 | 0 | 2 | Mod. 850 (2-3) ; Sectorizar (EFHI) | ABCDEFGHI | (2-3) | 3 | 0 | 0 | [14 empty] | INST : Mod. 850 / Sectorize AWS&1900 / |  | MIC BO 3YPlan 2023_4R_2A | 6 | 2xRadio 2219 B5, 2xRadio 4415 B66A, |  | 2xTwin Beam Antenna, | [25 empty] | 70 | 4 |  | 59 | [81 empty] | 2xRadio 2219 B5, 2xRadio 4415 B66A, 2xTwin Beam Antenna,
503 | Swap Oruro & Potosí 2021 | 0 | Proyecto Millicom Bolivia 3YPlan 2023 | EMM | Estadio Mercado | In Services | -19.5735 | -65.7644 | 0 | - | - | Potosi | 40 | Selfsupported | Enclosure 6150 | 0 | 0 | 0 | 3 | 0 | 2 | 1 | 0 | 2 | 8 |  | 1 BB 6630 GW-1 BB 6630 L | 3 R 2219 B5 | 3 | 1 BB 6630 GW | 1 | RBS 6630 | 0 2219 B5 | 0 | 0 BB 6630 GW | 2 | RBS 6630 | N/A | 0 | N/A | 2 | N/A | 2 R 4478 B12A | 2 | 1 BB 6630 L | 1 | RBS 6630 | 1 R 4415 B66A | 1 | 0 BB 6630 L | 0 | RBS 6630 | N/A | 0 | N/A | 0 | N/A | 2 R 4499 B2B25B66A | 2 | 0 BB 6630 L | 0 | RBS 6630 | 8 |  |  |  | 2024 | GWL |  |  | -Mod. 850 (1-3) ; Exp. LTE (H) ; AAS FDD (FI) ; Sectorizar (DG) | 0 | 1 | 0 | 0 | 0 | 1 |  | 2 | 8 |  | 0 | 0 | 1 | 0 | 0 | 1 | 0 | 2 | Mod. 850 (1-3) ; Exp. LTE (H) ; AAS FDD (FI) ; Sectorizar (DG) | ABCDEFGI | H(1-3) | 2 | 0 | 1 |  | Baseband 6651 | [12 empty] | INST : Mod. 850 / LTE 1900 / Sectorize AWS&1900 / AAS FDD AWS&1900 / |  | MIC BO 3YPlan 2023_1BB_2R_2A | 28 | 1xBaseband 6651, 1xRadio 4415 B2/25, 1xRadio AAS B25/B66, |  | 1xAntenna 4pH, 1xTwin Beam Antenna, | [25 empty] | 70 | 2 |  | 59 | [81 empty] | 1xBaseband 6651, 1xRadio 4415 B2/25, 1xRadio AAS B25/B66, 1xAntenna 4pH, 1xTwin Beam Antenna,
504 | / Refarming 1900 2019 | 0 | Proyecto Millicom Bolivia 3YPlan 2023 | EGP | Estadio Gilberto Parada | In Services | -17.348 | -63.2605 | Urban | Montero | Obispo Santisteban | Santa Cruz | 25 | Selfsupported | PBC6200 | - | 3 | 3 | 0 | 0 | 0 | 3 | 3 | 0 | 12 |  | 1 DUG 20 01-1 DUW 31 01-1 DUS 31 01 | 3 RRUS 12 B5 | 3 | 1 DUG 20 01 | 1 | RBS 6601_SHARE | 3 RRU 01 B5 | 3 | 1 DUW 31 01 | 1 | RBS 6601 | N/A | 0 | N/A | 0 | N/A | N/A | 0 | N/A | 0 | N/A | 3 RRUS 11 B4 | 3 | 1 DUS 31 01 | 1 | RBS6601_SHARE | 3 R 2217B2 | 3 | 0 DUS 3101 | 0 | RBS 6601 | 0 | 0 | 0 | 0 | 0 | 12 |  |  |  | 2024 | GWL |  |  | -Mod. 850 (1-2) ; Exp. LTE (AB) ; MIMO4 LTE (FI) ; Sectorizar (DEGH) | 2 | 0 | 0 | 3 | 1 | 0 |  | 6 | 12 |  | 2 | 0 | 1 | 0 | 0 | 2 | 0 | 5 | Mod. 850 (1-2) ; Exp. LTE (AB) ; MIMO4 LTE (FI) ; Sectorizar (DEGH) | DEFGHI | AB(1-2) | 1 | 1 | 0 | Baseband 6631 | [13 empty] | INST : Mod. 850 / LTE 700 / Sectorize AWS&1900 / |  | MIC BO 3YPlan 2023_1BB_6R_5A | 1 | 1xBaseband 6631, 2xRadio 2219 B5, 3xRadio 4499 44B2/25 44B66A, 1xRadio 4478 B12A, |  | 2xAntenna 2pL, 1xAntenna 4pH, 2xTwin Beam Antenna, | [25 empty] | 50 | 6 |  | 42 | [81 empty] | 1xBaseband 6631, 2xRadio 2219 B5, 3xRadio 4499 44B2/25 44B66A, 1xRadio 4478 B12A, 2xAntenna 2pL, 1xAntenna 4pH, 2xTwin Beam Antenna,
505 | High Load Cells_Only F1 | 0 | Proyecto Millicom Bolivia 3YPlan 2023 | VSZ | Valle Sanchez | In Services | -17.6542 | -63.1805 | Urban | Warnes | Warnes | Santa Cruz | 40 | Selfsupported | RBS6101 | Verificar | 3 | 3 | 0 | 0 | 3 | 3 | 0 | 0 | 12 |  | 1 DUG 20 01-1 DUW3101-1 DUS 31 01 | 3 RRUS 01 B5 G | 3 | 1 DUG 20 01 | 1 | RBS 6101 | 3 RRU 01 B5 W | 3 | 1 DUW3101 | 1 | RBS 6101 | N/A | 0 | N/A | 0 | N/A | 3 RRUS 11 B12 | 3 | 1 DUS 31 01 | 1 | RBS6101 | 3 RRU 11 B4 | 3 | 0 DUS 31 02 | 0 | RBS6101 | N/A | 0 | N/A | 0 | N/A | 0 | 0 | 0 | 0 | 0 | 12 |  |  |  | 2024 | GWL |  |  | -Mod. 850 (3) ; Exp. LTE (G) ; Sectorizar (FI) | 1 | 2 | 0 | 0 | 0 | 0 |  | 3 | 12 |  | 0 | 0 | 1 | 0 | 0 | 1 | 0 | 2 | Mod. 850 (3) ; Exp. LTE (G) ; Sectorizar (FI) | ABCDEF | IG(3) | 2 | 1 | 0 | Baseband 6631 | [13 empty] | INST : Mod. 850 / LTE 1900 / Sectorize AWS&1900 / |  | MIC BO 3YPlan 2023_1BB_3R_2A | 6 | 1xBaseband 6631, 1xRadio 2219 B5, 2xRadio 4415 B2/25, |  | 1xAntenna 4pH, 1xTwin Beam Antenna, | [25 empty] | 70 | 3 |  | 59 | [81 empty] | 1xBaseband 6631, 1xRadio 2219 B5, 2xRadio 4415 B2/25, 1xAntenna 4pH, 1xTwin Beam Antenna,
506 | RO 2021 - LTE Capacity H1_119 Sitios / LTE RO 2019 New Sites/High Load Cells_Only F1 | 0 | Proyecto Millicom Bolivia 3YPlan 2023 | MON8 | Montero 8 | 0 | -17.3334 | -63.2759 | Urban | Montero | Obispo Santisteban | Santa Cruz | 25 | Selfsupported | Enclosure 6150 | - | 0 | 3 | 0 | 0 | 3 | 3 | 0 | 0 | 9 |  | 1 DUW 41 01-1 BB 6630 L | N/A | 0 | N/A | 0 | N/A | 3 R 2219 B5 | 3 | 1 DUW 41 01 | 1 | RBS 6601 | N/A | 0 | N/A | 0 | N/A | 3 RRUS 11 B12 | 3 | 1 BB 6630 L | 1 | RBS 6601 | 3 R 4415 B66A | 3 | 0 BB 6630 L | 0 | N/A | N/A | 0 | N/A | 0 | N/A | 0 | 0 | 0 | 0 | 0 | 9 |  |  |  | 2024 | WL |  |  | -Mod. 850 (1) ; Exp. LTE (HI) ; Sectorizar (DG) | 0 | 3 | 0 | 0 | 0 | 0 |  | 3 | 9 |  | 0 | 0 | 2 | 0 | 0 | 1 | 0 | 3 | Mod. 850 (1) ; Exp. LTE (HI) ; Sectorizar (DG) | ABCDEF | GHI(1) | 2 | 0 | 0 | [14 empty] | INST : Mod. 850 / LTE 1900 / Sectorize AWS&1900 / |  | MIC BO 3YPlan 2023_3R_3A | 27 | 3xRadio 4415 B2/25, |  | 2xAntenna 4pH, 1xTwin Beam Antenna, | [25 empty] | 50 | 3 |  | 42 | [81 empty] | 3xRadio 4415 B2/25, 2xAntenna 4pH, 1xTwin Beam Antenna,
507 | 0 | 0 | Proyecto Millicom Bolivia 3YPlan 2023 | CIZ | Urb Colinas del Izozog | 0 | -17.8935 | -63.2267 | Urban | 0 | 0 | Santa Cruz | 25 | Selfsupported | Enclosure 6150 | 0 | 0 | 3 | 0 | 0 | 3 | 3 | 0 | 0 | 9 |  | 1 BB 6630 WL | 0 | 0 | 0 | 0 | 0 | 3 R 2219 B5 | 3 | 1 BB 6630 WL | 1 | RBS 6630 | 0 | 0 | 0 | 0 | 0 | 3 R 4478 B12A | 3 | 0 BB 6630 WL | 0 | RBS 6630 | 3 R 4415 B66A | 3 | 0 BB 6630 WL | 0 | RBS 6630 | 0 | 0 | 0 | 0 | 0 | 0 | 0 | 0 | 0 | 0 | 9 |  |  |  | 2024 | WL |  |  | -Mod. 850 (1-2-3) ; Sectorizar (DEFGHI) | 0 | 3 | 0 | 0 | 0 | 0 |  | 3 | 9 |  | 0 | 0 | 0 | 0 | 0 | 3 | 0 | 3 | Mod. 850 (1-2-3) ; Sectorizar (DEFGHI) | ABCDEF | GHI(1-2-3) | 12 | 0 | 0 | [14 empty] | INST : Mod. 850 / Sectorize AWS&1900 / |  | MIC BO 3YPlan 2023_3R_3A | 27 | 3xRadio 4415 B2/25, |  | 3xTwin Beam Antenna, | [25 empty] | 50 | 3 |  | 42 | [81 empty] | 3xRadio 4415 B2/25, 3xTwin Beam Antenna,
508 | / LTE RO 2020 Capacity H1 - 1900Mhz | 0 | Proyecto Millicom Bolivia 3YPlan 2023 | PLN | Plan 3000 | In Services | -17.8154 | -63.1254 | Urban | Santa Cruz de la Sierra | Andres Ibanez | Santa Cruz | 45 | Selfsupported | PBC6200 | - | 3 | 3 | 0 | 0 | 0 | 3 | 3 | 0 | 12 |  | 1 DUG 20 01-1 DUW 31 01-1 DUS 31 02 | 3 RRUS 12 B5 | 3 | 1 DUG 20 01 | 1 | RBS 6601 | 3 RRUS 01 B5 | 3 | 1 DUW 31 01 | 1 | RBS 6601 | N/A | 0 | N/A | 0 | N/A | N/A | 0 | N/A | 0 | N/A | 3 RRUS 11 B4 | 3 | 1 DUS 31 02 | 1 | RBS 6601_SHARE | 3 R 2217B2 | 3 | 0 DUS 31 02 | 0 | RBS 6601_SHARE | 0 | 0 | 0 | 0 | 0 | 12 |  |  |  | 2024 | GWL |  |  | -Mod. 850 (1-2-3) ; AAS FDD (DEFGHI) ; | 3 | 0 | 0 | 0 | 0 | 3 |  | 6 | 12 |  | 0 | 0 | 0 | 0 | 0 | 0 | 0 | 0 | Mod. 850 (1-2-3) ; AAS FDD (DEFGHI) ; | DEFGHI | (1-2-3) | 26 | 1 | 2 | Baseband 6631 | Baseband 6651 | [12 empty] | INST : Mod. 850 / AAS FDD AWS&1900 / |  | MIC BO 3YPlan 2023_3BB_6R | 9 | 1xBaseband 6631, 2xBaseband 6651, 3xRadio 2219 B5, 3xRadio AAS B25/B66, | [27 empty] | 70 | 6 |  | 64 | [81 empty] | 1xBaseband 6631, 2xBaseband 6651, 3xRadio 2219 B5, 3xRadio AAS B25/B66,
509 | RO 2021 - LTE Capacity H2-P1 /RO 2021 - LTE Capacity H1_119 Sitios / LTE RO 2020 Capacity H2 - 1900Mhz/High Load Cells_Only F1 | 0 | Proyecto Millicom Bolivia 3YPlan 2023 | BVR | Bella Vista Rural | In Services | -21.9262 | -63.6517 | Rural | Bella Vista | Bella Vista | Tarija | 40 | Selfsupported | Enclosure 6150 | - | 0 | 3 | 0 | 0 | 3 | 1 | 1 | 0 | 8 |  | 1 DUW 41 01-1 DUS 3101 | N/A | 0 | N/A | 0 | N/A | 3 R 2219 B5 | 3 | 1 DUW 41 01 | 1 | RBS 6601 | N/A | 0 | N/A | 0 | N/A | 3 RRUS 11 B12 | 3 | 1 DUS 3101 | 1 | RBS 6601 | 1 R 4415 B66A | 1 | 0 DUS 3101 | 0 | RBS 6601 | 1 R 4415 B2/B25 | 1 | 0 DUS 31 02 | 0 | RBS 6601 | 0 | 0 | 0 | 0 | 0 | 8 |  |  |  | 2024 | WL |  |  | -Mod. 850 (2) ; Exp. LTE (DF) ; AAS FDD (EH) ; | 0 | 0 | 2 | 0 | 0 | 1 |  | 3 | 8 |  | 0 | 0 | 2 | 0 | 0 | 0 | 0 | 2 | Mod. 850 (2) ; Exp. LTE (DF) ; AAS FDD (EH) ; | ABCEH | DF(2) | 1 | 1 | 1 | Baseband 6631 | Baseband 6651 | [12 empty] | INST : Mod. 850 / LTE AWS / AAS FDD AWS&1900 / |  | MIC BO 3YPlan 2023_2BB_3R_2A | 7 | 1xBaseband 6631, 1xBaseband 6651, 2xRadio 4415 B66A, 1xRadio AAS B25/B66, |  | 2xAntenna 4pH, | [25 empty] | 70 | 3 |  | 59 | [81 empty] | 1xBaseband 6631, 1xBaseband 6651, 2xRadio 4415 B66A, 1xRadio AAS B25/B66, 2xAntenna 4pH,
510 | RO 2021 - LTE Capacity H1_119 Sitios / | 0 | Proyecto Millicom Bolivia 3YPlan 2023 | ROB | Robore | In Services | -18.3371 | -59.7584 | Rural | Robore | Chiquitos | Santa Cruz | 60 | Selfsupported | PBC6200 | - | 3 | 3 | 0 | 0 | 3 | 3 | 0 | 0 | 12 |  | 1 DUG 20 01-1 DUW 41 01-1 DUS 31 01 | 3 RRUS 12 B5 | 3 | 1 DUG 20 01 | 1 | RBS6601_SHARE | 3 RRUS 01 B5 | 3 | 1 DUW 41 01 | 1 | RBS6601 | N/A | 0 | N/A | 0 | N/A | 3 RRUS 11 B12 | 3 | 1 DUS 31 01 | 1 | RBS6601_SHARE | 1 RRUS 11 B4 ; 2 R 4415 B66A | 3 | 0 DUS 31 01 | 0 | RBS6601_SHARE | N/A | 0 | N/A | 0 | N/A | 0 | 0 | 0 | 0 | 0 | 12 |  |  |  | 2024 | GWL |  |  | -Mod. 850 (1) ; Sectorizar (DG) | 1 | 0 | 0 | 1 | 0 | 0 |  | 2 | 12 |  | 0 | 0 | 0 | 0 | 0 | 1 | 0 | 1 | Mod. 850 (1) ; Sectorizar (DG) | ABCDEF | G(1) | 3 | 1 | 0 | Baseband 6631 | [13 empty] | INST : Mod. 850 / Sectorize AWS&1900 / |  | MIC BO 3YPlan 2023_1BB_2R_1A | 6 | 1xBaseband 6631, 1xRadio 2219 B5, 1xRadio 4499 44B2/25 44B66A, |  | 1xTwin Beam Antenna, | [25 empty] | 100 | 2 |  | 81 | [81 empty] | 1xBaseband 6631, 1xRadio 2219 B5, 1xRadio 4499 44B2/25 44B66A, 1xTwin Beam Antenna,
511 | / LTE RO 2020 Capacity H2 - 1900Mhz | 0 | Proyecto Millicom Bolivia 3YPlan 2023 | GYM | Guayaramerin | In Services | -10.8117 | -65.3533 | Rural | Guayaramerin | Vaca Diez | Beni | 60 | Selfsupported | RBS6101 | - | 3 | 0 | 0 | 0 | 3 | 3 | 2 | 0 | 11 |  | 1 BB 6630 GL | 3 RRUS 12 B5 G | 3 | 1 BB 6630 GL | 1 | RBS 6630 | N/A | 0 | N/A | 0 | N/A | N/A | 0 | N/A | 0 | N/A | 3 RRUS 11 B12 | 3 | 0 BB 6630 GL | 0 | RBS 6630 | 3 RRUS 11 B4 | 3 | 0 BB 6630 GL | 0 | RBS 6630 | 2 R 2217 B2 | 2 | 0 BB 6630 GL | 0 | RBS 6630 | 0 | 0 | 0 | 0 | 0 | 11 |  |  |  | 2024 | GL |  |  | -Mod. 850 (2-3) ; MIMO4 LTE (EFHI) ; | 2 | 0 | 0 | 2 | 0 | 0 |  | 4 | 11 |  | 0 | 0 | 2 | 0 | 0 | 0 | 0 | 2 | Mod. 850 (2-3) ; MIMO4 LTE (EFHI) ; | ABCDEFHI | (2-3) | 1 | 0 | 0 | [14 empty] | INST : Mod. 850 / |  | MIC BO 3YPlan 2023_4R_2A | 6 | 2xRadio 2219 B5, 2xRadio 4499 44B2/25 44B66A, |  | 2xAntenna 4pH, | [25 empty] | 100 | 4 |  | 81 | [81 empty] | 2xRadio 2219 B5, 2xRadio 4499 44B2/25 44B66A, 2xAntenna 4pH,
512 | 0 | 0 | Proyecto Millicom Bolivia 3YPlan 2023 | PTS | Petrolero Sur | In Services | -17.7963 | -63.158 | Urban | Santa Cruz de la Sierra | Andres Ibanez | Santa Cruz | 10 | Monopolo | PBC6200 | - | 3 | 3 | 0 | 0 | 0 | 3 | 1 | 0 | 10 |  | 1 DUG 20 01-1 DUW 31 01-1 DUS 31 02 | 3 RRUS 12 B5 | 3 | 1 DUG 20 01 | 1 | RBS 6601_SHARE | 3 RRUS 01 B5 | 3 | 1 DUW 31 01 | 1 | RBS 6601 | N/A | 0 | N/A | 0 | N/A | N/A | 0 | N/A | 0 | N/A | 3 RRUS 11 B4 | 3 | 1 DUS 31 02 | 1 | RBS 6601_SHARE | 1 R 4415 B2/B25 | 1 | 0 DUS 31 02 | 0 | RBS 6601_SHARE | 0 | 0 | 0 | 0 | 0 | 10 |  |  |  | 2024 | GWL |  |  | -Mod. 850 (3) ; Exp. LTE (GH) ; MIMO4 LTE (DE) ; AAS FDD (FI) ; | 1 | 0 | 0 | 2 | 0 | 1 |  | 4 | 10 |  | 0 | 0 | 2 | 0 | 0 | 0 | 0 | 2 | Mod. 850 (3) ; Exp. LTE (GH) ; MIMO4 LTE (DE) ; AAS FDD (FI) ; | DEFI | GH(3) | 2 | 1 | 1 | Baseband 6631 | Baseband 6651 | [12 empty] | INST : Mod. 850 / LTE 1900 / AAS FDD AWS&1900 / |  | MIC BO 3YPlan 2023_2BB_4R_2A | 6 | 1xBaseband 6631, 1xBaseband 6651, 1xRadio 2219 B5, 2xRadio 4499 44B2/25 44B66A, 1xRadio AAS B25/B66, |  | 2xAntenna 4pH, | [25 empty] | 30 | 4 |  | 25 | [81 empty] | 1xBaseband 6631, 1xBaseband 6651, 1xRadio 2219 B5, 2xRadio 4499 44B2/25 44B66A, 1xRadio AAS B25/B66, 2xAntenna 4pH,
513 | / LTE RO 2020 Capacity H1 - AWS/High Load Cells_Only F1 | 0 | Proyecto Millicom Bolivia 3YPlan 2023 | MIC | Maica | In Services | -17.4175 | -66.2054 | Urban | Cochabamba | Cercado (CBBA) | Cochabamba | 40 | Selfsupported | PBC6200 | - | 0 | 0 | 3 | 0 | 3 | 3 | 0 | 0 | 9 |  | 1 BB 5216 GWL | 3 R 2219 B5 GW | 3 | 1 BB 5216 GWL | 1 | RBS 6601 | 0 R 2219 B5 GW | 0 | 0 BB 5216 GWL | 0 | RBS 6601 | N/A | 0 | N/A | 0 | N/A | 3 RRUS 11 B12 | 3 | 0 BB 5216 GWL | 0 | RBS 6601 | 3 R4415 B66A | 3 | 0 BB 5216 GWL | 0 | RBS 6601 | N/A | 0 | N/A | 0 | N/A | 0 | 0 | 0 | 0 | 0 | 9 |  |  |  | 2024 | GWL |  |  | -Mod. 850 (1-2-3) ; Sectorizar (DEFGHI) | 0 | 3 | 0 | 0 | 0 | 0 |  | 3 | 9 |  | 0 | 0 | 0 | 0 | 0 | 3 | 0 | 3 | Mod. 850 (1-2-3) ; Sectorizar (DEFGHI) | ABCDEF | GHI(1-2-3) | 12 | 1 | 0 | Baseband 6631 | [13 empty] | INST : Mod. 850 / Sectorize AWS&1900 / |  | MIC BO 3YPlan 2023_1BB_3R_3A | 31 | 1xBaseband 6631, 3xRadio 4415 B2/25, |  | 3xTwin Beam Antenna, | [25 empty] | 70 | 3 |  | 59 | [81 empty] | 1xBaseband 6631, 3xRadio 4415 B2/25, 3xTwin Beam Antenna,
514 | RO 2021 - LTE Capacity H2/0 | 0 | Proyecto Millicom Bolivia 3YPlan 2023 | ASP | Alto San Pedro | In Services | -17.8092 | -63.1893 | Urban | Santa Cruz de la Sierra | Andres Ibanez | Santa Cruz | 6 | Monopolo | RBS6101 | - | 3 | 3 | 0 | 0 | 0 | 3 | 1 | 0 | 10 |  | 1 DUG 20 01-1 DUW 31 01-1 BB 6630 L | 3 RRUS 12B5 G | 3 | 1 DUG 20 01 | 1 | RBS 6101 | 3 RRUS 01B5 W | 3 | 1 DUW 31 01 | 1 | RBS 6101 | N/A | 0 | N/A | 0 | N/A | N/A | 0 | 0 BB 6630 L | 0 | RBS6630 | 3 RRUS 32 B4 | 3 | 1 BB 6630 L | 1 | RBS6630 | 1 R 4415 B2/B25 | 1 | 0 BB 6630 L | 0 | RBS6630 | 0 | 0 | 0 | 0 | 0 | 10 |  |  |  | 2024 | GWL |  |  | -Mod. 850 (2) ; Exp. LTE (I) ; Sectorizar (EH) | 1 | 1 | 0 | 0 | 0 | 0 |  | 2 | 10 |  | 0 | 0 | 1 | 0 | 0 | 1 | 0 | 2 | Mod. 850 (2) ; Exp. LTE (I) ; Sectorizar (EH) | DEFH | I(2) | 1 | 0 | 0 | [14 empty] | INST : Mod. 850 / LTE 1900 / Sectorize AWS&1900 / |  | MIC BO 3YPlan 2023_2R_2A | 20 | 1xRadio 2219 B5, 1xRadio 4415 B2/25, |  | 1xAntenna 4pH, 1xTwin Beam Antenna, | [25 empty] | 30 | 2 |  | 21 | [81 empty] | 1xRadio 2219 B5, 1xRadio 4415 B2/25, 1xAntenna 4pH, 1xTwin Beam Antenna,
515 | Swap Oruro & Potosí 2021 | 0 | Proyecto Millicom Bolivia 3YPlan 2023 | CIQ | Calle Iquique | In Services | -17.9694 | -67.1005 | 0 | - | - | Oruro | 6 | Monopolo | Enclosure 6150 | 0 | 0 | 0 | 3 | 0 | 2 | 0 | 0 | 2 | 7 |  | 1 BB 6630 GWL | 3 R 2219 B5 | 3 | 1 BB 6630 GWL | 1 | RBS 6630 | 0 2219 B5 | 0 | 0 BB 6630 GWL | 1 | RBS 6630 | N/A | 0 | N/A | 1 | N/A | 2 R 4449 B5 B12A | 2 | 0 BB 6630 GWL | 0 | RBS 6630 | N/A | 0 | N/A | 0 | N/A | N/A | 0 | N/A | 0 | N/A | 2 R 4499 B2B25B66A | 2 | 0 BB 6630 GWL | 0 | RBS 6630 | 7 |  |  |  | 2024 | GWL |  |  | -Mod. 850 (1-2) ; Exp. LTE (F) ; Sectorizar (DEGH) | 0 | 0 | 1 | 0 | 0 | 0 |  | 1 | 7 |  | 0 | 0 | 1 | 0 | 0 | 2 | 0 | 3 | Mod. 850 (1-2) ; Exp. LTE (F) ; Sectorizar (DEGH) | ABCDEGH | F(1-2) | 2 | 0 | 0 | [14 empty] | INST : Mod. 850 / LTE AWS / Sectorize AWS&1900 / |  | MIC BO 3YPlan 2023_1R_3A | 3 | 1xRadio 4415 B66A, |  | 1xAntenna 4pH, 2xTwin Beam Antenna, | [25 empty] | 30 | 1 |  | 21 | [81 empty] | 1xRadio 4415 B66A, 1xAntenna 4pH, 2xTwin Beam Antenna,
516 | Swap Oruro & Potosí 2021 | 0 | Proyecto Millicom Bolivia 3YPlan 2023 | CPT | Central | In Services | -19.5823 | -65.7541 | 0 | - | - | Potosi | 10 | Selfsupported | Enclosure 6150 | 0 | 0 | 0 | 3 | 0 | 2 | 0 | 1 | 2 | 8 |  | 1 BB 6630 GWL | 3 R 2219 B5 | 3 | 1 BB 6630 GWL | 1 | RBS 6630 | 0 2219 B5 | 0 | 0 BB 6630 GWL | 1 | RBS 6630 | N/A | 0 | N/A | 1 | N/A | 2 R 4478 B12A | 2 | 0 BB 6630 GWL | 0 | RBS 6630 | N/A | 0 | N/A | 0 | N/A | 1 R 4499 B2B25B66A | 1 | 0 BB 6630 GWL | 0 | N/A | 2 R 4499 B2B25B66A | 2 | 0 BB 6630 GWL | 0 | RBS 6630 | 8 |  |  |  | 2024 | GWL |  |  | -Mod. 850 (3) ; Exp. LTE (E) ; AAS FDD (FI) ; | 0 | 0 | 0 | 0 | 0 | 1 |  | 1 | 8 |  | 0 | 0 | 0 | 0 | 0 | 0 | 0 | 0 | Mod. 850 (3) ; Exp. LTE (E) ; AAS FDD (FI) ; | ABCDFGHI | E(3) | 1 | 0 | 1 |  | Baseband 6651 | [12 empty] | INST : Mod. 850 / LTE AWS / AAS FDD AWS&1900 / |  | MIC BO 3YPlan 2023_1BB_1R | 2 | 1xBaseband 6651, 1xRadio AAS B25/B66, | [27 empty] | 30 | 1 |  | 25 | [81 empty] | 1xBaseband 6651, 1xRadio AAS B25/B66,
517 | 0 | RO 2022 Capacity H2 | Proyecto Millicom Bolivia 3YPlan 2023 | FAS | Fernandez Alonso | In Services | -17.0154 | -63.2197 | Rural | Fernandez Alonso | Obispo Santisteban | Santa Cruz | 60 | Selfsupported | RBS6101 | - | 3 | 3 | 0 | 0 | 0 | 1 | 0 | 1 | 8 |  | 1 DUG 20 01-1 DUW 41 01-1 BB 5212 L | 3 RRUS 01 B5 | 3 | 1 DUG 20 01 | 1 | RBS 6601_SHARE | 3 RRU 01 B5 | 3 | 1 DUW 41 01 | 1 | RBS 6601 | N/A | 0 | N/A | 0 | N/A | N/A | 0 | N/A | 0 | N/A | 1 RRUS 11 B4 | 1 | 1 BB 5212 L | 1 | RBS6601_SHARE | N/A | 0 | N/A | 0 | N/A | 1 R 4499 B2B25B66A | 1 | 0 BB 5212 L | 0 | RBS6601_SHARE | 8 |  |  |  | 2024 | GWL |  |  | -Mod. 850 (1) ; Sectorizar (DG) | 1 | 0 | 1 | 0 | 0 | 0 |  | 2 | 8 |  | 0 | 0 | 0 | 0 | 0 | 1 | 0 | 1 | Mod. 850 (1) ; Sectorizar (DG) | ADG | (1) | 3 | 1 | 0 | Baseband 6631 | [13 empty] | INST : Mod. 850 / Sectorize AWS&1900 / |  | MIC BO 3YPlan 2023_1BB_2R_1A | 6 | 1xBaseband 6631, 1xRadio 2219 B5, 1xRadio 4415 B66A, |  | 1xTwin Beam Antenna, | [25 empty] | 100 | 2 |  | 81 | [81 empty] | 1xBaseband 6631, 1xRadio 2219 B5, 1xRadio 4415 B66A, 1xTwin Beam Antenna,
518 | Swap Oruro & Potosí 2021 | 0 | Proyecto Millicom Bolivia 3YPlan 2023 | HUN | Huanuni | In Services | -18.2919 | -66.8412 | 0 | - | - | Oruro | 60 | Selfsupported | Enclosure 6150 | 0 | 0 | 0 | 3 | 0 | 2 | 0 | 0 | 3 | 8 |  | 1 BB 6630 GWL | 3 R 2219 B5 | 3 | 1 BB 6630 GWL | 1 | RBS 6630 | 0 2219 B5 | 0 | 0 BB 6630 GWL | 1 | RBS 6630 | N/A | 0 | N/A | 1 | N/A | 2 R 4478 B12A | 2 | 0 BB 6630 GWL | 0 | RBS 6630 | N/A | 0 | N/A | 0 | N/A | N/A | 0 | N/A | 0 | N/A | 3 R 4499 B2B25B66A | 3 | 0 BB 6630 L | 0 | RBS 6630 | 8 |  |  |  | 2025 | GWL |  |  | -Mod. 850 (1-2-3) ; AAS FDD (DEFGHI) ; | 0 | 0 | 0 | 0 | 0 | 3 |  | 3 | 8 |  | 0 | 0 | 0 | 0 | 0 | 0 | 0 | 0 | Mod. 850 (1-2-3) ; AAS FDD (DEFGHI) ; | ABCDEFGHI | (1-2-3) | 26 | 0 | 2 |  | Baseband 6651 | [12 empty] | INST : Mod. 850 / AAS FDD AWS&1900 / |  | MIC BO 3YPlan 2023_2BB_3R | 6 | 2xBaseband 6651, 3xRadio AAS B25/B66, | [27 empty] | 100 | 3 |  | 81 | [81 empty] | 2xBaseband 6651, 3xRadio AAS B25/B66,
519 | / LTE RO 2019 Capacity H1 | RO 2022 Capacity H2 | Proyecto Millicom Bolivia 3YPlan 2023 | CHN | Chane | In Services | -16.9765 | -63.2244 | Rural | Fernandez Alonso | Obispo Santisteban | Santa Cruz | 72 | Guyed | Enclosure 6150 | - | 3 | 3 | 0 | 0 | 3 | 0 | 3 | 0 | 12 |  | 1 DUG 20 01-1 DUW 31 01-1 BB 5212 L | 3 RRU 01 B5 | 3 | 1 DUG 20 01 | 1 | RBS 6601_SHARE | 3 RRU 01 B5 | 3 | 1 DUW 31 01 | 1 | RBS6601 | N/A | 0 | N/A | 0 | N/A | 3 RRUS 11 B12 | 3 | 1 BB 5212 L | 1 | RBS6601_SHARE | N/A | 0 | 0 BB 5212 L | 0 | RBS6601_SHARE | 3 R 4415 B2 B25 | 3 | 0 BB 5212 L | 0 | RBS 6601_SHARE | 0 | 0 | 0 | 0 | 0 | 12 |  |  |  | 2025 | GWL |  |  | -Mod. 850 (1-2-3) ; AAS FDD (DEFGHI) ; | 3 | 0 | 0 | 0 | 0 | 3 |  | 6 | 12 |  | 0 | 0 | 0 | 0 | 0 | 0 | 0 | 0 | Mod. 850 (1-2-3) ; AAS FDD (DEFGHI) ; | ABCDEFGHI | (1-2-3) | 26 | 1 | 2 | Baseband 6631 | Baseband 6651 | [12 empty] | INST : Mod. 850 / AAS FDD AWS&1900 / |  | MIC BO 3YPlan 2023_3BB_6R | 9 | 1xBaseband 6631, 2xBaseband 6651, 3xRadio 2219 B5, 3xRadio AAS B25/B66, | [27 empty] | 100 | 6 |  | 95 | [81 empty] | 1xBaseband 6631, 2xBaseband 6651, 3xRadio 2219 B5, 3xRadio AAS B25/B66,
520 | / LTE RO 2020 Capacity H2 - 1900Mhz | 0 | Proyecto Millicom Bolivia 3YPlan 2023 | BLA | Blacutt | In Services | -17.7947 | -63.1814 | Urban | Santa Cruz de la Sierra | Andres Ibanez | Santa Cruz | 35 | Guyed | Enclosure 6150 | - | 3 | 3 | 0 | 3 | 3 | 3 | 0 | 0 | 15 |  | 1 DUG 20 01-1 BB 6630 WL | 3 RRUS 12 B5 G | 3 | 1 DUG 20 01 | 1 | RBS6601 | 3 RRUS 01 B5 W | 3 | 1 BB 6630 WL | 1 | RBS6630 | 3 RRUS 01 B2 W | 3 | 0 Baseband 6630 (WL) | 0 | RBS6630 | 3 RRUS 11 B12 | 3 | 0 BB 6630 WL | 0 | RBS6630 | 1 RRUS 11 B4 ; 1 RRUS 32 B4 ; 1 Radio 4415 B66A | 3 | 0 BB 6630 WL | 0 | RBS6630 | N/A | 0 | N/A | 0 | N/A | 0 | 0 | 0 | 0 | 0 | 15 |  |  |  | 2025 | GWL |  |  | -Mod. 850 (1-2-3) ; Exp. LTE (G) ; MIMO4 LTE (D) ; AAS FDD (EFHI) ; | 3 | 0 | 0 | 1 | 0 | 2 |  | 6 | 15 |  | 0 | 0 | 1 | 0 | 0 | 0 | 0 | 1 | Mod. 850 (1-2-3) ; Exp. LTE (G) ; MIMO4 LTE (D) ; AAS FDD (EFHI) ; | ABCDEFHI | G(1-2-3) | 2 | 0 | 2 |  | Baseband 6651 | [12 empty] | INST : Mod. 850 / LTE 1900 / AAS FDD AWS&1900 / |  | MIC BO 3YPlan 2023_2BB_6R_1A | 19 | 2xBaseband 6651, 3xRadio 2219 B5, 1xRadio 4499 44B2/25 44B66A, 2xRadio AAS B25/B66, |  | 1xAntenna 4pH, | [25 empty] | 70 | 6 |  | 53 | [81 empty] | 2xBaseband 6651, 3xRadio 2219 B5, 1xRadio 4499 44B2/25 44B66A, 2xRadio AAS B25/B66, 1xAntenna 4pH,
521 | / LTE RO 2020 Capacity H1 - 1900Mhz | 0 | Proyecto Millicom Bolivia 3YPlan 2023 | REF | Refineria | In Services | -17.866 | -63.1881 | Urban | Santa Cruz de la Sierra | Andres Ibanez | Santa Cruz | 45 | Selfsupported | PBC6200 | - | 3 | 3 | 0 | 0 | 3 | 3 | 3 | 0 | 15 |  | 1 DUG 20 01-1 DUW 31 01-1 DUS 31 02 | 3 RRUS 12 B5 G | 3 | 1 DUG 20 01 | 1 | RBS 6601_SHARE | 3 RRUS 01 B5 W | 3 | 1 DUW 31 01 | 1 | RBS6601 | N/A | 0 | N/A | 0 | N/A | 3 RRUS 11 B12 | 3 | 1 DUS 31 02 | 1 | RBS6601_SHARE | 3 RRU 11 B4 | 3 | 0 DUS 31 02 | 0 | RBS6601_SHARE | 3 R 2217B2 | 3 | 0 DUS 31 02 | 0 | RBS6601_SHARE | 0 | 0 | 0 | 0 | 0 | 15 |  |  |  | 2025 | GWL |  |  | -Mod. 850 (1-2-3) ; AAS FDD (EFHI) ; Sectorizar (DG) | 3 | 0 | 0 | 1 | 0 | 2 |  | 6 | 15 |  | 0 | 0 | 0 | 0 | 0 | 1 | 0 | 1 | Mod. 850 (1-2-3) ; AAS FDD (EFHI) ; Sectorizar (DG) | ABCDEFGHI | (1-2-3) | 10 | 1 | 2 | Baseband 6631 | Baseband 6651 | [12 empty] | INST : Mod. 850 / Sectorize AWS&1900 / AAS FDD AWS&1900 / |  | MIC BO 3YPlan 2023_3BB_6R_1A | 20 | 1xBaseband 6631, 2xBaseband 6651, 3xRadio 2219 B5, 1xRadio 4499 44B2/25 44B66A, 2xRadio AAS B25/B66, |  | 1xTwin Beam Antenna, | [25 empty] | 70 | 6 |  | 64 | [81 empty] | 1xBaseband 6631, 2xBaseband 6651, 3xRadio 2219 B5, 1xRadio 4499 44B2/25 44B66A, 2xRadio AAS B25/B66, 1xTwin Beam Antenna,
522 | / LTE RO 2020 Capacity H2 - 1900Mhz | 0 | Proyecto Millicom Bolivia 3YPlan 2023 | MCM | Mercado Campesino | In Services | -21.5207 | -64.7426 | Urban | Tarija | Cercado (TJ) | Tarija | 6 | Monopolo | PBC6200 | - | 3 | 3 | 0 | 0 | 3 | 3 | 0 | 0 | 12 |  | 1 DUG 20 01-1 DUW 31 01-1 DUS 31 02 | 3 RRUS 12 B5 G | 3 | 1 DUG 20 01 | 1 | RBS 6601_SHARE | 3 RRUS 01 B5 W | 3 | 1 DUW 31 01 | 1 | RBS6601_SHARE | N/A | 0 | N/A | 0 | N/A | 3 RRUS 11 B12 | 3 | 1 DUS 31 02 | 1 | RBS6601_SHARE | 3 RRUS 32 B4 | 3 | 0 DUS 31 02 | 0 | RBS6601_SHARE | N/A | 0 | N/A | 0 | N/A | 0 | 0 | 0 | 0 | 0 | 12 |  |  |  | 2025 | GWL |  |  | -Mod. 850 (1-2) ; Exp. LTE (I) ; MIMO4 LTE (F) ; AAS FDD (DEGH) ; | 2 | 0 | 0 | 1 | 0 | 2 |  | 5 | 12 |  | 0 | 0 | 1 | 0 | 0 | 0 | 0 | 1 | Mod. 850 (1-2) ; Exp. LTE (I) ; MIMO4 LTE (F) ; AAS FDD (DEGH) ; | ABCDEFGH | I(1-2) | 1 | 1 | 2 | Baseband 6631 | Baseband 6651 | [12 empty] | INST : Mod. 850 / LTE 1900 / AAS FDD AWS&1900 / |  | MIC BO 3YPlan 2023_3BB_5R_1A | 6 | 1xBaseband 6631, 2xBaseband 6651, 2xRadio 2219 B5, 1xRadio 4499 44B2/25 44B66A, 2xRadio AAS B25/B66, |  | 1xAntenna 4pH, | [25 empty] | 30 | 5 |  | 21 | [81 empty] | 1xBaseband 6631, 2xBaseband 6651, 2xRadio 2219 B5, 1xRadio 4499 44B2/25 44B66A, 2xRadio AAS B25/B66, 1xAntenna 4pH,
523 | RO 2021 - LTE Capacity H1_119 Sitios / | 0 | Proyecto Millicom Bolivia 3YPlan 2023 | CVL | Av. Circunvalación | In Services | -17.3378 | -63.2521 | Urban | Montero | Obispo Santisteban | Santa Cruz | 60 | Selfsupported | PBC6200 | - | 3 | 3 | 0 | 0 | 0 | 3 | 3 | 0 | 12 |  | 1 BB 6630 GL-1 DUW 31 01 | 3 RRUS 12 B5 G | 3 | 1 BB 6630 GL | 1 | RBS 6601 | 3 RRUS 01B5 W | 3 | 1 DUW 31 01 | 1 | RBS 6601 | N/A | 0 | N/A | 0 | N/A | N/A | 0 | N/A | 0 | N/A | 3 RRUS 32 B4 | 3 | 0 BB 6630 GL | 0 | RBS 6601 | 3 R 4415 B2/B25 | 3 | 0 BB 6630 GL | 0 | RBS 6630 | 0 | 0 | 0 | 0 | 0 | 12 |  |  |  | 2025 | GWL |  |  | -Mod. 850 (2-3) ; Exp. LTE (A) ; AAS FDD (EFHI) ; | 2 | 0 | 0 | 0 | 1 | 2 |  | 5 | 12 |  | 1 | 0 | 0 | 0 | 0 | 0 | 0 | 1 | Mod. 850 (2-3) ; Exp. LTE (A) ; AAS FDD (EFHI) ; | DEFGHI | A(2-3) | 1 | 0 | 2 |  | Baseband 6651 | [12 empty] | INST : Mod. 850 / LTE 700 / AAS FDD AWS&1900 / |  | MIC BO 3YPlan 2023_2BB_5R_1A | 16 | 2xBaseband 6651, 2xRadio 2219 B5, 1xRadio 4478 B12A, 2xRadio AAS B25/B66, |  | 1xAntenna 2pL, | [25 empty] | 100 | 5 |  | 81 | [81 empty] | 2xBaseband 6651, 2xRadio 2219 B5, 1xRadio 4478 B12A, 2xRadio AAS B25/B66, 1xAntenna 2pL,
524 | Swap Oruro & Potosí 2021 | 0 | Proyecto Millicom Bolivia 3YPlan 2023 | MYO | 1ro. Mayo | In Services | -17.9589 | -67.0959 | 0 | - | - | Oruro | 40 | Selfsupported | Enclosure 6150 | 0 | 0 | 0 | 3 | 0 | 2 | 0 | 1 | 2 | 8 |  | 1 BB 6630 GWL | 3 R 2219 B5 | 3 | 1 BB 6630 GWL | 1 | RBS 6630 | 0 2219 B5 | 0 | 0 BB 6630 GWL | 1 | RBS 6630 | N/A | 0 | N/A | 1 | N/A | 2 R 4449 B5 B12A | 2 | 0 BB 6630 GWL | 0 | RBS 6630 | N/A | 0 | N/A | 0 | N/A | 1 R 4415 B2 B25 | 1 | 0 BB 6630 GWL | 0 | RBS 6630 | 2 R 4499 B2B25B66A | 2 | 0 BB 6630 GWL | 0 | RBS 6630 | 8 |  |  |  | 2025 | GWL |  |  | -Mod. 850 (1-3) ; AAS FDD (DFGI) ; | 0 | 0 | 0 | 0 | 0 | 2 |  | 2 | 8 |  | 0 | 0 | 0 | 0 | 0 | 0 | 0 | 0 | Mod. 850 (1-3) ; AAS FDD (DFGI) ; | ABCDFGHI | (1-3) | 3 | 0 | 2 |  | Baseband 6651 | [12 empty] | INST : Mod. 850 / AAS FDD AWS&1900 / |  | MIC BO 3YPlan 2023_2BB_2R | 4 | 2xBaseband 6651, 2xRadio AAS B25/B66, | [27 empty] | 70 | 2 |  | 59 | [81 empty] | 2xBaseband 6651, 2xRadio AAS B25/B66,
525 | RO 2021 - LTE Capacity H1_119 Sitios / LTE RO 2020 Capacity H1 - AWS | 0 | Proyecto Millicom Bolivia 3YPlan 2023 | CPR | Av. General Campero | In Services | -17.7943 | -63.1392 | Urban | Santa Cruz de la Sierra | Andres Ibanez | Santa Cruz | 25 | Selfsupported | PU6210 | - | 3 | 3 | 0 | 0 | 0 | 3 | 2 | 0 | 11 |  | 1 BB6630 GWL | 3 RRUS 12 B5 | 3 | 1 BB6630 GWL | 1 | RBS6630 | 3 RRUS 01 B5 | 3 | 0 BB6630 GWL | 0 | RBS6630 | N/A | 0 | N/A | 0 | N/A | N/A | 0 | N/A | 0 | N/A | 3 R4415 B66A | 3 | 0 BB6630 GWL | 0 | RBS6630 | 2 R 4415 B2/B25 | 2 | 0 BB 6630 GWL | 0 | RBS 6630 | 0 | 0 | 0 | 0 | 0 | 11 |  |  |  | 2025 | GWL |  |  | -Mod. 850 (1-2-3) ; Exp. LTE (I) ; AAS FDD (DEGH) ; | 3 | 1 | 0 | 0 | 0 | 2 |  | 6 | 11 |  | 0 | 0 | 1 | 0 | 0 | 0 | 0 | 1 | Mod. 850 (1-2-3) ; Exp. LTE (I) ; AAS FDD (DEGH) ; | DEFGH | I(1-2-3) | 1 | 0 | 2 |  | Baseband 6651 | [12 empty] | INST : Mod. 850 / LTE 1900 / AAS FDD AWS&1900 / |  | MIC BO 3YPlan 2023_2BB_6R_1A | 19 | 2xBaseband 6651, 3xRadio 2219 B5, 1xRadio 4415 B2/25, 2xRadio AAS B25/B66, |  | 1xAntenna 4pH, | [25 empty] | 50 | 6 |  | 42 | [81 empty] | 2xBaseband 6651, 3xRadio 2219 B5, 1xRadio 4415 B2/25, 2xRadio AAS B25/B66, 1xAntenna 4pH,
526 | RO 2021 - LTE Capacity H1_119 Sitios / | 0 | Proyecto Millicom Bolivia 3YPlan 2023 | GAB | UAGRM | In Services | -17.7809 | -63.1928 | Urban | Santa Cruz de la Sierra | Andres Ibanez | Santa Cruz | 10 | Monopolo | PBC6200 | - | 3 | 3 | 0 | 0 | 0 | 2 | 2 | 0 | 10 |  | 1 BB 6630 GL-1 DUW3101 | 3 RRUS 12 B5 G | 3 | 1 BB 6630 GL | 1 | RBS 6601 | 3 RRUS 01 B5 W | 3 | 1 DUW3101 | 1 | RBS 6601 | N/A | 0 | N/A | 0 | N/A | N/A | 0 | N/A | 0 | N/A | 2 RRUS 32 B4 | 2 | 0 BB 6630 GL | 0 | RBS6601 | 2 R 4415 B2/B25 | 2 | 0 BB 6630 GL | 0 | RBS 6630 | 0 | 0 | 0 | 0 | 0 | 10 |  |  |  | 2025 | GWL |  |  | -Mod. 850 (1-2) ; AAS FDD (DEGH) ; | 2 | 0 | 0 | 0 | 0 | 2 |  | 4 | 10 |  | 0 | 0 | 0 | 0 | 0 | 0 | 0 | 0 | Mod. 850 (1-2) ; AAS FDD (DEGH) ; | DEGH | (1-2) | 5 | 0 | 2 |  | Baseband 6651 | [12 empty] | INST : Mod. 850 / AAS FDD AWS&1900 / |  | MIC BO 3YPlan 2023_2BB_4R | 7 | 2xBaseband 6651, 2xRadio 2219 B5, 2xRadio AAS B25/B66, | [27 empty] | 30 | 4 |  | 25 | [81 empty] | 2xBaseband 6651, 2xRadio 2219 B5, 2xRadio AAS B25/B66,
527 | RO 2021 - LTE Capacity H1_119 Sitios / | 0 | Proyecto Millicom Bolivia 3YPlan 2023 | VHE | Valle Hermoso | In Services | -17.4485 | -66.1218 | Urban | Cochabamba | Cercado (CBBA) | Cochabamba | 60 | Selfsupported | Enclosure 6150 | - | 0 | 0 | 3 | 0 | 3 | 3 | 2 | 0 | 11 |  | 1 BB 5216 GW-1 BB 5212 L | 3 R 2219 B5 GW | 3 | 1 BB 5216 GW | 1 | RBS 6601_SHARE | 0 R 2219 B5 GW | 0 | 0 BB 5216 GW | 0 | RBS 6601_SHARE | N/A | 0 | N/A | 0 | N/A | 3 RRUS 11 B12 | 3 | 1 BB 5212 L | 1 | RBS6601_SHARE | 3 RRUS 32 B4 | 3 | 0 BB 5212 L | 0 | RBS6601_SHARE | 2 R 4415 B2/B25 | 2 | 0 BB 5212 L | 0 | RBS 6601 | 0 | 0 | 0 | 0 | 0 | 11 |  |  |  | 2025 | GWL |  |  | -Mod. 850 (1-3) ; AAS FDD (DFGI) ; | 0 | 0 | 0 | 0 | 0 | 2 |  | 2 | 11 |  | 0 | 0 | 0 | 0 | 0 | 0 | 0 | 0 | Mod. 850 (1-3) ; AAS FDD (DFGI) ; | ABCDEFGI | (1-3) | 3 | 1 | 2 | Baseband 6631 | Baseband 6651 | [12 empty] | INST : Mod. 850 / AAS FDD AWS&1900 / |  | MIC BO 3YPlan 2023_3BB_2R | 1 | 1xBaseband 6631, 2xBaseband 6651, 2xRadio AAS B25/B66, | [27 empty] | 100 | 2 |  | 81 | [81 empty] | 1xBaseband 6631, 2xBaseband 6651, 2xRadio AAS B25/B66,
|  |  |  | 1 | 2 | 3 | 4 | 5 | 6 | 7 | 8 | 9 | 10 | 11 | 12 | 13 | 14 | 15 | 16 | 17 | 18 | 19 | 20 | 21 | 22 | 23 | 24 | 25 | 26 | 27 | 28 | 29 | 30 | 31 | 32 | 33 | 34 | 35 | 36 | 37 | 38 | 39 | 40 | 41 | 42 | 43 | 44 | 45 | 46 | 47 | 48 | 49 | 50 | 51 | 52 | 53 | 54 | 55 | 56 | 57 | 58 | 59 | 60 | 61 | 62 | 63 | 64 | 65 | 66 | 67 | 68 | 69 | 70 | 71 | 72 | 73 | 74 | 75 | 76 | 77 | 78 | 79 | 80 | 81 | 82 | 83 | 84 | 85 | 86 | 87 | 88 | 89 | 90 | 91 | 92 | 93 | 94 | 95 | 96 | 97 | 98 | 99 | 100 | 101 | 102 | 103 | 104 | 105 | 106 | 107 | 108 | 109 | 110 | 111 | 112 | 113 | 114 | 115 | 116 | 117 | 118 | 119 | 120 | 121 | 122 | 123 | 124 | 125 | 126 | 127 | 128 | 129 | 130 | 131 | 132 | 133 | 134 | 135 | 136 | 137 | 138 | 139 | 140 | 141 | 142 | 143 | 144 | 145 | 146 | 147 | 148 | 149 | 150 | 151 | 152 | 153 | 154 | 155 | 156 | 157 | 158 | 159 | 160 | 161 | 162 | 163 | 164 | 165 | 166 | 167 | 168 | 169 | 170 | 171 | 172 | 173 | 174 | 175 | 176 | 177 | 178 | 179 | 180 | 181 | 182 | 183 | 184 | 185 | 186 | 187 | 188 | 189 | 190 | 191 | 192 | 193 | 194 | 195 | 196 | 197 | 198 | 199 | 200 | 201 | 202 | 203 | 204 | 205 | 206 | 207 | 208 | 209 | 210 | 211 | 212 | 213 | 214 | 215 | 216 | 217 | 218 | 219 | 220 | 221 | 222 | 223 | 224 | 225 | 226 | 227 | 228 | 229 | 230 | 231 | 232 | 233 | 234 | 235 | 236 | 237 | 238 | 239 | 240 | 241
|  |  |  | 1 | 2 | 3 | 4 | 5 | 6 | 7 | 8 | 9 | 10 | 11 | 12 | 13 | 14 | 15 | 16 | 17 | 18 | 19 | 20 | 21 | 22 | 23 | 24 | 25 | 26 | 27 | 28 | 29 | 30 | 31 | 32 | 33 | 34 | 35 | 36 | 37 | 38 | 39 | 40 | 41 | 42 | 43 | 44 | 45 | 46 | 47 | 48 | 49 | 50 | 51 | 52 | 53 | 54 | 55 | 56 | 57 | 58 | 59 | 60 | 61 |  |  | 62 | 63 |  | 64 | 65 | 66 | 67 | 68 | 69 | 70 | 71 | 72 | 73 | 74 | 75 | 76 | 77 | 78 | 79 | 80 | 81 | 82 | 83 | 84 | 85 | 86 | 87 | 88 | 89 | 90 | 91 | 92 | 93 | 94 | 95 | 96 | 97 | 98 | 99 | 100 | 101 | 102 | 103 | 104 | 105 | 106 | 107 | 108 | 109 | 110 | 111 | 112 | 113 | 114 | 115 | [6 empty] | 116 | 117 | 118 | 119 | 120 | 121 | [6 empty] | 122 | 123 | 124 | 125 | 126 | 127 | 128 | 129 | 130 |  |  | 131 | 132 | 133 | 134 | 135 | 136 | 137 | 138 | 139 | [6 empty] | 140 | 141 | [7 empty] | 142 |  |  |  |  | 143 | 144 | 145 | 146 | 147 | 148 | 149 | 150 | 151 | 152 | 153 | 154 | 155 | 156 | 157 | 158 | 159 | 160 | 161 | 162 | 163 | 164 | 165 | 166 | 167 | 168 | 169 | 170 | 171 | 172 | 173 | 174 | 175 | 176 | 177 | 178 | 179 | 180 | 181 | 182 | 183 | 184 | 185 | 186 | 187 | 188 | 189 | 190 | 191 | 192 | 193 | 194 | 195 | 196 | 197 | 198 | 199 | 200 | 201 | 202 | 203 | 204 | 205 | 206 | 207

## Portada
MIC BO 3YPlan 2023
1BB_7R_3A
Proyecto Millicom Bolivia 3YPlan 2024 |  | º
Bolivia - Santa Cruz
Charcas
CHA
1xBaseband 6651, 1xRadio 4415 B66A, 1xRadio 4499 44B2/25 44B66A, 1xRadio 4478 B12A, 1xRadio AAS B25/B66, 1xAntenna 4pH, 1xAntenna 4pL, 1xTwin Beam Antenna,
Guyed-PBC6200
CHA
MDR179
Lat-17.794 Lon -63.0167

## Ubicación de Sitio
SITE INSTALLATION DOCUMENT
UBICACIÓN DEL SITIO | [7 empty] | CHA
Proyecto |  |  | MIC BO 3YPlan 2023 |  |  | ID del Sitio | CHA
Sub proyecto |  |  | Proyecto Millicom Bolivia 3YPlan 2024 |  |  | Nombre del Sitio | Charcas
|  | Departamento: |  |  | Santa Cruz
|  | Municipio: |  |  | Andres Ibanez
|  | Dirección del Sitio: |  |  | #REF!
PLANO DE UBICACIÓN
CORDENADAS DEL SITIO
|  |  |  | Latitud: |  | -17.7786
|  |  |  | Longitud: |  | -63.1685

## Datos Generales
Sitio ID | CHA | Proyecto Millicom Bolivia 3YPlan 2024 |  | #N/A
Nombre Sitio | Charcas | 1xBaseband 6651, 1xRadio 4415 B66A, 1xRadio 4499 44B2/25 44B66A, 1xRadio 4478 B12A, 1xRadio AAS B25/B66, 1xAntenna 4pH, 1xAntenna 4pL, 1xTwin Beam Antenna, |  | #N/A
Departamento | Santa Cruz |  | B700 | B4 | B2 | B850
Municipio | Andres Ibanez |  |  | D | G | 1 | DG1 | CHADG1
Tipo de Solución | INST : Mod. 850 / LTE 700 / LTE 1900 / Sectorize AWS&1900 / AAS FDD AWS&1900 / |  | B | E | H | 2 | BEH2 | CHABEH2
Cantidad de Radios | 7 | SECTORES INST: Mod. 850 (1-2-3) ; Exp. LTE (BI) ; MIMO4 LTE (F) ; AAS FDD (DG) ; Sectorizar (EH) - SEC. EXIST: DEFGH - SEC. NUEVOS: BI(1-2-3) |  | F | I | 3 | FI3 | CHAFI3
Altura Torre | 15
Type Site | -
CONFIGURACIÓN PROPUESTA |  |  | #VALUE!
ETIQUETADO EN ANTENAS Y JUMPERS
DATOS DE INGRESO AL SITIO
Comentarios:
1.-
2.-
DATOS GENERALES DEL SITIO
Comentarios:
1.-
2.-
EQUIPO ACTUAL
Comentarios:
1.- |  |  |  |  | ESTANDAR DE DISTRIBUCIÓN DE DC
2.-
ESTANDAR DE DISTRIBUCIÓN DE DC
[10 empty] | POS 4 | POS 1 | POS 2 | POS 3
[10 empty] | PDU 0203 | PDU 0101 | PDU 0104 | PDU 0104
[9 empty] | 1 | R LTE AWS 3 | DUW | R LTE 700 | R GSM 3
[9 empty] | 2 | R LTE AWS 2 | DUG | R 4478 B12 | R GSM 2
[9 empty] | 3 | R LTE AWS 1 | FAN 1 | R LTE 700 | R GSM 1
[9 empty] | 4 | R LTE 1900 3 | FAN 2 | R GWL 3 | SIU
[9 empty] | 5 | R LTE 1900 2 | TX | R W 2 | CCU
[9 empty] | 6 | R LTE 1900 1 | TX | R GWL 1 | CLU BB
[9 empty] | 7 |  | BB 6631
Comentarios:
1.-
2.-
CONEXIÓN PDU - ECM 03 06 (RBS 6601)
Comentarios:
1.-
2.-
DATOS DE ESTRUCTURA (ACTUAL)
DATOS DE ESTRUCTURA (FINAL)
DISTRIBUCION DE ANTENAS Y RADIOS
Comentarios:
1.-
2.-
INSTALACIÓN DE CAJAS DE RESERVA DE FO
Comentarios:
1.-
2.-
ESTANDAR DE DISTRIBUCIÓN DE CLAMPS
Comentarios:
1.-
2.-
BARRA DE TIERRA EN LOSA
BARRA DE TIERRA EN TORRE
OBSERVACIONES
Comentarios:
1
2.-
A CUALQUIER VARIACIÓN DEL ESTÁNDAR DE INSTALACIÓN COMUNICARSE CON EL SUPERVISOR A CARGO
10 cm
80 cm
x2
INSTALAR NUEVA CORRIDA DE CLAMPS PARA EL LTE AWS
SOBRE DUS EXISTENTE, CONEXIÓN DE EXP. EN PUERTOS N-P-Q.
3. EQUIPAMIENTO Y CONTROLADORA
3. ESPACIO EN CB MAIN LOAD
N/A
Radios sobre polos de Piso en espacio a liberar
SE INSTALA NUEVA RP 6651, EN EL ESPACIO LIBRE, BAJO LA ACTUAL BB 6630
SIU
Sector 1-2-3 se hace SWAP de antena de actual 3G/LTE por antenas TwinBeam y se conecta el radio 4499 B2B66A.
Radios sobre polo de Piso en espacios a liberar de Radios LTE y 3G
LAS CAJAS DE FO SE DEBE INSTALAR EN LA PARTE INFERIOR DE LA TORRE. VALIDAR EN CAMPO POSICIÓN DESIGNADA PARA LAS CAJAS DE FO DE LAS NUEVAS RADIOS
PARA LA RADIO AIR, LA RADIO DUAL Y LA RADIO AWS INSTALAR NUEVA CORRIDA DE CLAMPS EN EL ESPACIO ACTUAL DEL LTE AWS.
R 4499
R 4415
R 4478 B12
SIU
NOTA: No se toma el estandar de conexión debido a que no se puede mover los SPDs actuales.
R 2219
R 4478
R 2219
R 4499
R 4499
R 4499
Ejemplo de colocado de terminales en este tipo de barras
R
4415
B66A
S1
R
4499
B2B66A
S2
R
4478
B12
S3
ANT. KRE1012405/1-TWIN BEAM (HHHH)
LAWS+L1900 - SEC. 2
ANT. KRE1012566/1 4PL4PH (LLHH)
LAWS&L1900 - SEC. 3
AIR 3286 B2B66A
LAWS&1900 - SEC. 1
RRUS
12
B5
S2
SUBIR RRUS 12B5 A LA ANTENA NUEVA DEL LTEAWS&1900 SECTOR3
ANT. 739636 (L)
GW850 - SEC. 1
ANT. KRE1012566/1 4PL4PH (LLHH)
GW850+L700 - SEC. 2
N/A

## Equipos No Operativos
EQUIPOS NO OPERATIVOS EN TORRE
ANTENAS:(SECTORIALES, TIPO TAMBOR, WIMAX, ETC)
IDUs, CONTROLADORAS, MAGAZINES
RADIOS, DIPLEXER, TMAs
N/A
N/A
RRU 3G1900
NO OPERATIVO
N/A
N/A

## Antenas
8.1 FOTOS DISTRIBUCIÓN DE ANTENAS – XXX
TECH1
SECTOR 1
SECTOR 2
SECTOR 3
8.2 FOTOS DISTRIBUCIÓN DE ANTENAS – XXX
TECH2
SECTOR 1
SECTOR 2
SECTOR 3
8.3 FOTOS DISTRIBUCIÓN DE ANTENAS – XXX
TECH3
SECTOR 1
SECTOR 2
SECTOR 3
8.4 FOTOS DISTRIBUCIÓN DE ANTENAS – XXX
TECH4
SECTOR 1
SECTOR 2
SECTOR 3